## Definitions
version | QueryType | stringISO3166Type | stringISO639Type | serviceCategoryType | yesno | transactionContentType | statementCategoryType | accreditationApplicabilityType | equipmentCategoryType | issuerType | operationalStatusType | stringPerformanceLocationType | conformityStatusType | scopeType | dataCategoryType | quantityType | tableCategoryType | approachToTargetType | quantityCodeSystemType | statementId | measuringSystemId | tableId | units | quantityUnitsDefs
v2.0.0 | data | AD | aa | AUV/A Sound in air | y | digitalCalibrationCertificate | method | partial | item | client | as found | atProvider | pass | reference | - | - | calibrationResult | a | ISO/IEC 80000 | s01 | ms1 | calRes0 | % | QU-Zfactor
| xpath | AE | ab | AUV/A-1 Measurement microphones | n | digitalMeasurementReport | general | wholly | indicating | manufacturer | after adjustment | inField | fail | indication | value | quantityUnitDefRef | measurementSeries | b | si-digital-framework.org | conf1 | ms2 | calRes2 | - | QU_IEC_60050
|  | AF | ae | AUV/A-1.1 Pressure sensitivity level (air) |  | digitalExaminationCertificate | exception | transfering | transfering | serviceProvider | after maintenance | conditionalPass | conditionalPass | bias | targetValue | 3-1.1¦length¦m | * | electropedia.org | electropedia.org | acc1 | refernece1 | ser11 | µL
|  | AG | af | AUV/A-1.1.1 Modulus |  | digitalConformityCertificate | traceability | sensing | sensing | after maintenance and adjustme | after maintenance and adjustme | conditionalFail | conditionalFail | environment | expandedUncertainty | 3-1.2¦width, breadth¦m | / | mlayer.org | mlayer.org | accex | ser12 | ser12 | 1
|  | AI | ak | AUV/A-1.1.2 Phase |  | digitalTestReport | attention | reference | reference | noPass | other | noPass | noPass | Other | repeatability | 3-1.3¦altitude, depth, height¦m | ln | qudt.org | qudt.org | meth1 | ser13 | ser13
|  | AL | am | AUV/A-1.2 Free-field sensitivity level (air) |  | request:DigitalCalibrationCertificate | comment | environment | environment | noFail | - | noFail | noFail | - | correction | 3-1.4¦thickness¦m | e^ | ucum.org | ucum.org | meth2 | ser21 | ser21
|  | AM | an | AUV/A-1.2.1 Modulus |  | request:digitalMeasurementReport | accreditation | other | other |  |  | conformity | 3-1.5¦diameter¦m | conformity | conformity | 3-1.5¦diameter¦m | log10 | ptb.de | ptb.de | meth3 | ser22 | ser22
|  | AO | ar | AUV/A-1.2.2 Phase |  | request:digitalExaminationCertificate | accreditationException |  |  |  |  | correlation | 3-1.6¦radius¦m | correlation | correlation | 3-1.6¦radius¦m | 10^ | other | other | meth4 | ser23 | ser23
|  | AQ | as | AUV/A-1.2.3 Directivity |  | request:digitalConformityCertificate | decisionRule |  |  |  |  | rowTag | 3-1.7¦path length, arc length¦m | rowTag | rowTag | 3-1.7¦path length, arc length¦m | end | env1 | env1 | env1
|  | AR | av | AUV/A-1.3 Diffuse field sensitivity level (air) |  | request:digitalTestReport | norm |  |  |  |  | usedReferenceRef | 3-1.8¦distance¦m | usedReferenceRef | usedReferenceRef | 3-1.8¦distance¦m |  | env2 | env2 | env2
|  | AS | ay | AUV/A-1.3.1 Modulus |  | template:DigitalCalibrationCertificate | [5 empty] | methodRef | 3-1.9¦radial distance¦m | methodRef | methodRef | 3-1.9¦radial distance¦m |  | env3 | env3 | env3
|  | AT | az | AUV/A-1.3.2 Phase |  | template:digitalMeasurementReport | [5 empty] | exceptionRef | 3-1.10¦position vector¦m | exceptionRef | exceptionRef | 3-1.10¦position vector¦m
|  | AU | ba | AUV/A-2 Sound calibrators |  | template:digitalExaminationCertificate | [5 empty] | traceabilityRef | 3-1.11¦displacement¦m | traceabilityRef | traceabilityRef | 3-1.11¦displacement¦m
|  | AW | be | AUV/A-2.1 Single frequency sound calibrators |  | template:digitalConformityCertificate | [5 empty] | attentionRef | 3-1.12¦radius of curvature¦m | attentionRef | attentionRef | 3-1.12¦radius of curvature¦m
|  | AX | bg | AUV/A-2.1.1 Sound pressure level |  | template:digitalTestReport | [5 empty] | commentRef | 3-2¦curvature¦m-1 | commentRef | commentRef | 3-2¦curvature¦m-1
|  | AZ | bi | AUV/A-2.2 Multi-frequency sound calibrators | [7 empty] | decisionRuleRef | 3-3¦area¦m2 | decisionRuleRef | decisionRuleRef | 3-3¦area¦m2
|  | BA | bm | AUV/A-2.2.1 Sound pressure level | [7 empty] | accreditationExceptionRef | 3-4¦volume¦m3 | accreditationExceptionRef | accreditationExceptionRef | 3-4¦volume¦m3
|  | BB | bn | AUV/A-3 Sound measuring instruments | [7 empty] | normRef | 3-5¦angular measure¦rad | normRef | normRef | 3-5¦angular measure¦rad
|  | BD | bo | AUV/A-3.1 Response of sound measuring instruments | [7 empty] | measurementSeriesRef | 3-6¦rotational displacement, angular displacement¦rad | measurementSeriesRef | measurementSeriesRef | 3-6¦rotational displacement, angular displacement¦rad
|  | BE | br | AUV/A-3.1.1 Sound pressure response level | [7 empty] | uncertaintyCoverageFactor_k | 3-7¦phase angle¦rad | uncertaintyCoverageFactor_k | uncertaintyCoverageFactor_k | 3-7¦phase angle¦rad
|  | BF | bs | AUV/A-3.1.2 Free-field response level | [7 empty] | uncertaintyCoverageProbability | 3-8¦solid angular measure¦sr | uncertaintyCoverageProbability | uncertaintyCoverageProbability | 3-8¦solid angular measure¦sr
|  | BG | ca | AUV/A-3.1.3 Diffuse field response level | [7 empty] | toleranceLimitLower | 3-9¦duration, time¦s | toleranceLimitLower | toleranceLimitLower | 3-9¦duration, time¦s
|  | BH | ce | AUV/A-3.1.4 Sound intensity response level | [7 empty] | toleranceLimitUpper | 3-10.1¦velocity¦m.s-1 | toleranceLimitUpper | toleranceLimitUpper | 3-10.1¦velocity¦m.s-1
|  | BI | ch | AUV/A-4 Ear simulators | [7 empty] | acceptanceLimitLower | 3-10.2¦speed¦m.s-1 | acceptanceLimitLower | acceptanceLimitLower | 3-10.2¦speed¦m.s-1
|  | BJ | co | AUV/A-4.1 Reference couplers or artificial ears (air) | [7 empty] | acceptanceLimitUpper | 3-11¦acceleration¦m.s-2 | acceptanceLimitUpper | acceptanceLimitUpper | 3-11¦acceleration¦m.s-2
|  | BL | cr | AUV/A-4.1.1 System response level | [7 empty] | approachToTarget | 3-12¦angular velocity¦rad.s-1 | approachToTarget | approachToTarget | 3-12¦angular velocity¦rad.s-1
|  | BM | cs | AUV/A-4.1.2 Acoustic impedance | [7 empty] | other | 3-13¦angular acceleration¦rad.s-2 | other | other | 3-13¦angular acceleration¦rad.s-2
|  | BN | cu | AUV/A-4.2 Mechanical couplers (air) | [8 empty] | 3-14¦period duration, period¦s |  | 3-14¦period duration, period¦s | 3-14¦period duration, period¦s
|  | BO | cv | AUV/A-4.2.1 Force response level | [8 empty] | 3-15¦time constant¦s |  | 3-15¦time constant¦s | 3-15¦time constant¦s
|  | BQ | cy | AUV/A-4.2.2 Mechanical impedance | [8 empty] | 3-16¦rotation¦1 |  | 3-16¦rotation¦1 | 3-16¦rotation¦1
|  | BR | da | AUV/A-4.3 Impedance head force transducer | [8 empty] | 3-17.1¦frequency¦Hz |  | 3-17.1¦frequency¦Hz | 3-17.1¦frequency¦Hz
|  | BS | de | AUV/A-4.3.1 Modulus of charge sensitivity | [8 empty] | 3-17.2¦rotational frequency¦s-1 |  | 3-17.2¦rotational frequency¦s-1 | 3-17.2¦rotational frequency¦s-1
|  | BT | dv | AUV/A-4.3.2 Phase shift of charge sensitivity | [8 empty] | 3-18¦angular frequency¦rad.s-1 |  | 3-18¦angular frequency¦rad.s-1 | 3-18¦angular frequency¦rad.s-1
|  | BV | dz | AUV/A-4.4 Impedance head force measuring chain | [8 empty] | 3-19¦wavelength¦m |  | 3-19¦wavelength¦m | 3-19¦wavelength¦m
|  | BW | ee | AUV/A-4.4.1 Modulus of voltage sensitivity | [8 empty] | 3-20¦repetency, wavenumber¦m-1 |  | 3-20¦repetency, wavenumber¦m-1 | 3-20¦repetency, wavenumber¦m-1
|  | BY | el | AUV/A-4.4.2 Phase shift of voltage sensitivity | [8 empty] | 3-21¦wave vector¦m-1 |  | 3-21¦wave vector¦m-1 | 3-21¦wave vector¦m-1
|  | BZ | en | AUV/A-5 Reference sound sources | [8 empty] | 3-22¦angular repetency, angular wavenumber¦m-1 |  | 3-22¦angular repetency, angular wavenumber¦m-1 | 3-22¦angular repetency, angular wavenumber¦m-1
|  | CA | eo | AUV/A-5.1 Output of reference sound sources | [8 empty] | 3-23.1¦phase velocity, phase speed¦m.s-1 |  | 3-23.1¦phase velocity, phase speed¦m.s-1 | 3-23.1¦phase velocity, phase speed¦m.s-1
|  | CC | es | AUV/A-5.1.1 Sound power level | [8 empty] | 3-23.2¦group velocity, group speed¦m.s-1 |  | 3-23.2¦group velocity, group speed¦m.s-1 | 3-23.2¦group velocity, group speed¦m.s-1
|  | CD | et | AUV/A-5.1.2 Directivity | [8 empty] | 3-24¦damping coefficient¦s-1 |  | 3-24¦damping coefficient¦s-1 | 3-24¦damping coefficient¦s-1
|  | CF | eu | AUV/A-6 Audiometers | [8 empty] | 3-25¦logarithmic decrement¦1 |  | 3-25¦logarithmic decrement¦1 | 3-25¦logarithmic decrement¦1
|  | CG | fa | AUV/A-6.1 Response of audiometers | [8 empty] | 3-26.1¦attenuation, extinction, attenuation length¦m-1 |  | 3-26.1¦attenuation, extinction, attenuation length¦m-1 | 3-26.1¦attenuation, extinction, attenuation length¦m-1
|  | CH | ff | AUV/A-6.1.1 Air-conduction response level | [8 empty] | 3-26.2¦phase coefficient¦rad.m-1 |  | 3-26.2¦phase coefficient¦rad.m-1 | 3-26.2¦phase coefficient¦rad.m-1
|  | CI | fi | AUV/A-6.1.2 Bone-conduction response level | [8 empty] | 3-26.3¦propagation coefficient¦m-1 |  | 3-26.3¦propagation coefficient¦m-1 | 3-26.3¦propagation coefficient¦m-1
|  | CK | fj | AUV/W Sound in water | [8 empty] | 4-1¦mass¦kg |  | 4-1¦mass¦kg | 4-1¦mass¦kg
|  | CL | fo | AUV/W-11 Hydrophones (medical ultrasonic) | [8 empty] | 4-2¦mass density, density¦kg.m-3 |  | 4-2¦mass density, density¦kg.m-3 | 4-2¦mass density, density¦kg.m-3
|  | CM | fr | AUV/W-11.1 Free-field sensitivity | [8 empty] | 4-3¦specific volume¦kg-1.m-3 |  | 4-3¦specific volume¦kg-1.m-3 | 4-3¦specific volume¦kg-1.m-3
|  | CN | fy | AUV/W-11.1.1 Modulus | [8 empty] | 4-4¦relative mass density, relative density¦1 |  | 4-4¦relative mass density, relative density¦1 | 4-4¦relative mass density, relative density¦1
|  | CO | ga | AUV/W-11.1.2 Phase | [8 empty] | 4-5¦surface mass density, surface density¦kg.m-2 |  | 4-5¦surface mass density, surface density¦kg.m-2 | 4-5¦surface mass density, surface density¦kg.m-2
|  | CR | gd | AUV/W-11.2 Pressure sensitivity | [8 empty] | 4-6¦linear mass density, linear density¦kg.m-1 |  | 4-6¦linear mass density, linear density¦kg.m-1 | 4-6¦linear mass density, linear density¦kg.m-1
|  | CU | gl | AUV/W-11.2.1 Modulus | [8 empty] | 4-7¦moment of inertia¦kg.m2 |  | 4-7¦moment of inertia¦kg.m2 | 4-7¦moment of inertia¦kg.m2
|  | CV | gn | AUV/W-11.2.2 Phase | [8 empty] | 4-8¦momentum¦kg.m.s-2 |  | 4-8¦momentum¦kg.m.s-2 | 4-8¦momentum¦kg.m.s-2
|  | CW | gu | AUV/W-12 Hydrophones (underwater acoustics) | [8 empty] | 4-9.1¦force¦N |  | 4-9.1¦force¦N | 4-9.1¦force¦N
|  | CX | gv | AUV/W-12.1 Free-field sensitivity | [8 empty] | 4-9.2¦weight¦N |  | 4-9.2¦weight¦N | 4-9.2¦weight¦N
|  | CY | ha | AUV/W-12.1.1 Modulus | [8 empty] | 4-9.3¦static friction force, static friction¦N |  | 4-9.3¦static friction force, static friction¦N | 4-9.3¦static friction force, static friction¦N
|  | CZ | he | AUV/W-12.1.2 Phase | [8 empty] | 4-9.4¦kinetic friction force, dynamic friction force¦N |  | 4-9.4¦kinetic friction force, dynamic friction force¦N | 4-9.4¦kinetic friction force, dynamic friction force¦N
|  | DE | hi | AUV/W-12.2 Pressure sensitivity | [8 empty] | 4-9.5¦rolling resistance, rolling drag, rolling friction force¦N |  | 4-9.5¦rolling resistance, rolling drag, rolling friction force¦N | 4-9.5¦rolling resistance, rolling drag, rolling friction force¦N
|  | DJ | ho | AUV/W-12.2.1 Modulus | [8 empty] | 4-9.6¦drag force¦N |  | 4-9.6¦drag force¦N | 4-9.6¦drag force¦N
|  | DK | hr | AUV/W-12.2.2 Phase | [8 empty] | 4-10¦impulse¦N.s |  | 4-10¦impulse¦N.s | 4-10¦impulse¦N.s
|  | DM | ht | AUV/W-13 Ultrasound transducer with generator | [8 empty] | 4-11¦angular momentum¦kg.m2.s-1 |  | 4-11¦angular momentum¦kg.m2.s-1 | 4-11¦angular momentum¦kg.m2.s-1
|  | DO | hu | AUV/W-13.1 Output from ultrasound transducer with generator | [8 empty] | 4-12.1¦moment of force¦N.m |  | 4-12.1¦moment of force¦N.m | 4-12.1¦moment of force¦N.m
|  | DZ | hy | AUV/W-13.1.1 Ultrasonic power | [8 empty] | 4-12.2¦torque¦N.m |  | 4-12.2¦torque¦N.m | 4-12.2¦torque¦N.m
|  | EC | hz | AUV/W-13.1.2 Directivity | [8 empty] | 4-13¦angular impulse¦N.m.s |  | 4-13¦angular impulse¦N.m.s | 4-13¦angular impulse¦N.m.s
|  | EE | ia | AUV/W-13.1.3 Ultrasonic pressure | [8 empty] | 4-14.1¦pressure¦Pa |  | 4-14.1¦pressure¦Pa | 4-14.1¦pressure¦Pa
|  | EG | id | AUV/W-14 Ultrasound transducer | [8 empty] | 4-14.2¦gauge pressure¦Pa |  | 4-14.2¦gauge pressure¦Pa | 4-14.2¦gauge pressure¦Pa
|  | EH | ie | AUV/W-14.1 Output from ultrasound transducer | [8 empty] | 4-15¦stress¦Pa |  | 4-15¦stress¦Pa | 4-15¦stress¦Pa
|  | ER | ig | AUV/W-14.1.1 Electroacoustic radiation conductance | [8 empty] | 4-16.1¦normal stress¦Pa |  | 4-16.1¦normal stress¦Pa | 4-16.1¦normal stress¦Pa
|  | ES | ii | AUV/W-14.1.2 Directivity | [8 empty] | 4-16.2¦shear stress¦Pa |  | 4-16.2¦shear stress¦Pa | 4-16.2¦shear stress¦Pa
|  | ET | ik | AUV/W-14.1.3 Ultrasonic power | [8 empty] | 4-17.1¦strain¦1 |  | 4-17.1¦strain¦1 | 4-17.1¦strain¦1
|  | FI | io | AUV/V Vibration | [8 empty] | 4-17.2¦relative linear strain¦1 |  | 4-17.2¦relative linear strain¦1 | 4-17.2¦relative linear strain¦1
|  | FJ | is | AUV/V-21 Linear vibration | [8 empty] | 4-17.3¦shear strain¦1 |  | 4-17.3¦shear strain¦1 | 4-17.3¦shear strain¦1
|  | FK | it | AUV/V-21.1 Acceleration measuring instrument | [8 empty] | 4-17.4¦relative volume strain¦1 |  | 4-17.4¦relative volume strain¦1 | 4-17.4¦relative volume strain¦1
|  | FM | iu | AUV/V-21.1.1 Frequency response (modulus or phase) | [8 empty] | 4-18¦Poisson number¦1 |  | 4-18¦Poisson number¦1 | 4-18¦Poisson number¦1
|  | FO | ja | AUV/V-21.1.2 Shock response (modulus) | [8 empty] | 4-19.1¦modulus of elasticity, Young modulus¦Pa |  | 4-19.1¦modulus of elasticity, Young modulus¦Pa | 4-19.1¦modulus of elasticity, Young modulus¦Pa
|  | FR | jv | AUV/V-21.2 Acceleration calibrator | [8 empty] | 4-19.2¦modulus of rigidity, shear modulus¦Pa |  | 4-19.2¦modulus of rigidity, shear modulus¦Pa | 4-19.2¦modulus of rigidity, shear modulus¦Pa
|  | GA | ka | AUV/V-21.2.1 Acceleration output (modulus) | [8 empty] | 4-19.3¦modulus of compression, bulk modulus¦Pa |  | 4-19.3¦modulus of compression, bulk modulus¦Pa | 4-19.3¦modulus of compression, bulk modulus¦Pa
|  | GB | kg | AUV/V-21.2.2 Shock output (modulus) | [8 empty] | 4-20¦compressibility¦Pa-1 |  | 4-20¦compressibility¦Pa-1 | 4-20¦compressibility¦Pa-1
|  | GD | ki | AUV/V-21.3 Acceleration measuring chain / accelerometer | [8 empty] | 4-21.1¦second axial moment of area¦m4 |  | 4-21.1¦second axial moment of area¦m4 | 4-21.1¦second axial moment of area¦m4
|  | GE | kj | AUV/V-21.3.1 Charge sensitivity (modulus or phase) | [8 empty] | 4-21.2¦second polar moment of area¦m4 |  | 4-21.2¦second polar moment of area¦m4 | 4-21.2¦second polar moment of area¦m4
|  | GF | kk | AUV/V-21.3.2 Shock charge sensitivity (modulus) | [8 empty] | 4-22¦section modulus¦m3 |  | 4-22¦section modulus¦m3 | 4-22¦section modulus¦m3
|  | GG | kl | AUV/V-21.3.3 Voltage sensitivity (modulus or phase) | [8 empty] | 4-23.1¦static friction coefficient, static friction factor, coefficient of static friction¦1 |  | 4-23.1¦static friction coefficient, static friction factor, coefficient of static friction¦1 | 4-23.1¦static friction coefficient, static friction factor, coefficient of static friction¦1
|  | GH | km | AUV/V-21.3.4 Shock voltage sensitivity (modulus or phase) | [8 empty] | 4-23.2¦kinetic friction factor, dynamic friction factor¦1 |  | 4-23.2¦kinetic friction factor, dynamic friction factor¦1 | 4-23.2¦kinetic friction factor, dynamic friction factor¦1
|  | GI | kn | AUV/V-21.3.5 Current sensitivity (modulus or phase) | [8 empty] | 4-23.3¦rolling resistance factor, RRC¦1 |  | 4-23.3¦rolling resistance factor, RRC¦1 | 4-23.3¦rolling resistance factor, RRC¦1
|  | GL | ko | AUV/V-21.4 Acceleration measuring chain | [8 empty] | 4-23.4¦drag coefficient, drag factor¦1 |  | 4-23.4¦drag coefficient, drag factor¦1 | 4-23.4¦drag coefficient, drag factor¦1
|  | GM | kr | AUV/V-21.4.1 Voltage sensitivity (modulus or phase) | [8 empty] | 4-24¦dynamic viscosity, (viscosity)¦Pa.s |  | 4-24¦dynamic viscosity, (viscosity)¦Pa.s | 4-24¦dynamic viscosity, (viscosity)¦Pa.s
|  | GN | ks | AUV/V-21.4.2 Shock sensitivity (modulus) | [8 empty] | 4-25¦kinematic viscosity¦m2.s-1 |  | 4-25¦kinematic viscosity¦m2.s-1 | 4-25¦kinematic viscosity¦m2.s-1
|  | GP | ku | AUV/V-22 Angular vibration | [8 empty] | 4-26¦surface tension, surface energy¦N.m-1 |  | 4-26¦surface tension, surface energy¦N.m-1 | 4-26¦surface tension, surface energy¦N.m-1
|  | GQ | kv | AUV/V-22.1 Angular acceleration measuring instrument | [8 empty] | 4-27¦power [mechanics]¦W |  | 4-27¦power [mechanics]¦W | 4-27¦power [mechanics]¦W
|  | GR | kw | AUV/V-22.1.1 Angular acceleration response (modulus) | [8 empty] | 4-28.1¦potential energy¦J |  | 4-28.1¦potential energy¦J | 4-28.1¦potential energy¦J
|  | GS | ky | AUV/V-22.1.2 Shock response (modulus) | [8 empty] | 4-28.2¦kinetic energy¦J |  | 4-28.2¦kinetic energy¦J | 4-28.2¦kinetic energy¦J
|  | GT | la | AUV/V-22.2 Angular acceleration calibrator | [8 empty] | 4-28.3¦mechanical energy¦J |  | 4-28.3¦mechanical energy¦J | 4-28.3¦mechanical energy¦J
|  | GU | lb | AUV/V-22.2.1 Angular acceleration output (modulus) | [8 empty] | 4-28.4¦mechanical work, work¦J |  | 4-28.4¦mechanical work, work¦J | 4-28.4¦mechanical work, work¦J
|  | GW | lg | AUV/V-22.3 Angular acceleration measuring chain / accelerometer | [8 empty] | 4-29¦efficiency [mechanics]¦1 |  | 4-29¦efficiency [mechanics]¦1 | 4-29¦efficiency [mechanics]¦1
|  | GY | li | AUV/V-22.3.1 Charge sensitivity (modulus or phase) | [8 empty] | 4-30.1¦mass flow¦kg.m-2.s-1 |  | 4-30.1¦mass flow¦kg.m-2.s-1 | 4-30.1¦mass flow¦kg.m-2.s-1
|  | HK | ln | AUV/V-22.3.3 Voltage sensitivity (modulus or phase) | [8 empty] | 4-30.2¦mass flow rate¦kg.s-1 |  | 4-30.2¦mass flow rate¦kg.s-1 | 4-30.2¦mass flow rate¦kg.s-1
|  | HM | lo | AUV/V-22.3.5 Current sensitivity (modulus or phase) | [8 empty] | 4-30.3¦mass change rate¦kg.s-1 |  | 4-30.3¦mass change rate¦kg.s-1 | 4-30.3¦mass change rate¦kg.s-1
|  | HN | lt | AUV/V-22.4 Angular acceleration measuring chain | [8 empty] | 4-31¦volume flow rate¦m3.s-1 |  | 4-31¦volume flow rate¦m3.s-1 | 4-31¦volume flow rate¦m3.s-1
|  | HR | lu | AUV/V-22.4.1 Voltage sensitivity (modulus or phase) | [8 empty] | 4-32¦action¦J.s |  | 4-32¦action¦J.s | 4-32¦action¦J.s
|  | HT | lv | AUV/V-23 Dynamic force | [8 empty] | 5-1¦thermodynamic temperature¦K |  | 5-1¦thermodynamic temperature¦K | 5-1¦thermodynamic temperature¦K
|  | HU | mg | AUV/V-23.1 Force measuring instrument for mechanical impedance and mobility measurements or modal testing | [8 empty] | 5-2¦Celsius temperature¦℃ |  | 5-2¦Celsius temperature¦℃ | 5-2¦Celsius temperature¦℃
|  | ID | mh | AUV/V-23.1.1 Frequency response (modulus or phase) | [8 empty] | 5-3.1¦linear expansion coefficient¦K-1 |  | 5-3.1¦linear expansion coefficient¦K-1 | 5-3.1¦linear expansion coefficient¦K-1
|  | IE | mi | AUV/V-23.1.2 Shock response (modulus) | [8 empty] | 5-3.2¦cubic expansion coefficient, volumetric expansion coefficient¦K-1 |  | 5-3.2¦cubic expansion coefficient, volumetric expansion coefficient¦K-1 | 5-3.2¦cubic expansion coefficient, volumetric expansion coefficient¦K-1
|  | IL | mk | AUV/V-23.2 Force measuring chain / force transducer for mechanical impedance and mobility measurements or modal testing | [8 empty] | 5-3.3¦relative pressure coefficient¦K-1 |  | 5-3.3¦relative pressure coefficient¦K-1 | 5-3.3¦relative pressure coefficient¦K-1
|  | IM | ml | AUV/V-23.2.1 Charge sensitivity (modulus or phase) | [8 empty] | 5-4¦pressure coefficient¦Pa.K-1 |  | 5-4¦pressure coefficient¦Pa.K-1 | 5-4¦pressure coefficient¦Pa.K-1
|  | IN | mn | AUV/V-23.2.2 Shock charge sensitivity (modulus or phase) | [8 empty] | 5-5.1¦isothermal compressibility¦Pa-1 |  | 5-5.1¦isothermal compressibility¦Pa-1 | 5-5.1¦isothermal compressibility¦Pa-1
|  | IO | mr | AUV/V-23.2.3 Voltage sensitivity (modulus or phase) | [8 empty] | 5-5.2¦isentropic compressibility¦Pa-1 |  | 5-5.2¦isentropic compressibility¦Pa-1 | 5-5.2¦isentropic compressibility¦Pa-1
|  | IQ | ms | AUV/V-23.2.4 Shock voltage sensitivity (modulus or phase) | [8 empty] | 5-6.1¦heat, amount of heat¦J |  | 5-6.1¦heat, amount of heat¦J | 5-6.1¦heat, amount of heat¦J
|  | IR | mt | AUV/V-30 AUV auxilary instruments and/or services | [8 empty] | 5-6.2¦latent heat¦J |  | 5-6.2¦latent heat¦J | 5-6.2¦latent heat¦J
|  | IS | my | AUV/V-30.1 Vibration signal conditionner | [8 empty] | 5-7¦heat flow rate¦W |  | 5-7¦heat flow rate¦W | 5-7¦heat flow rate¦W
|  | IT | na | AUV/V-30.1.1 Charge sensitivity (modulus or phase) | [8 empty] | 5-8¦density of heat flow rate¦W.m-2 |  | 5-8¦density of heat flow rate¦W.m-2 | 5-8¦density of heat flow rate¦W.m-2
|  | JE | nb | AUV/V-30.1.2 Voltage sensitivity (modulus or phase) | [8 empty] | 5-9¦thermal conductivity¦W.m-1.K-1 |  | 5-9¦thermal conductivity¦W.m-1.K-1 | 5-9¦thermal conductivity¦W.m-1.K-1
|  | JM | nd | AUV/V-30.1.3 Current sensitivity (modulus or phase) | [8 empty] | 5-10.1¦coefficient of heat transfer¦W.m-2.K-1 |  | 5-10.1¦coefficient of heat transfer¦W.m-2.K-1 | 5-10.1¦coefficient of heat transfer¦W.m-2.K-1
|  | JO | ne | TF/TSD-1 Time scale difference | [8 empty] | 5-10.2¦surface coefficient of heat transfer¦W.m-2.K-1 |  | 5-10.2¦surface coefficient of heat transfer¦W.m-2.K-1 | 5-10.2¦surface coefficient of heat transfer¦W.m-2.K-1
|  | JP | ng | TF/TSD-1.1 Local clock | [8 empty] | 5-11¦thermal insulance, coefficient of thermal insulance¦m2.K.W-1 |  | 5-11¦thermal insulance, coefficient of thermal insulance¦m2.K.W-1 | 5-11¦thermal insulance, coefficient of thermal insulance¦m2.K.W-1
|  | KE | nl | TF/TSD-1.1.1 Local clock vs. UTC(NMI) | [8 empty] | 5-12¦thermal resistance¦K.W-1 |  | 5-12¦thermal resistance¦K.W-1 | 5-12¦thermal resistance¦K.W-1
|  | KG | nn | TF/TSD-1.1.2 Local clock vs. UTC | [8 empty] | 5-13¦thermal conductance¦W.K-1 |  | 5-13¦thermal conductance¦W.K-1 | 5-13¦thermal conductance¦W.K-1
|  | KH | no | TF/TSD-1.2 Remote clock | [8 empty] | 5-14¦thermal diffusivity¦m2.s-1 |  | 5-14¦thermal diffusivity¦m2.s-1 | 5-14¦thermal diffusivity¦m2.s-1
|  | KI | nr | TF/TSD-1.2.1 Remote clock vs. UTC(NMI) | [8 empty] | 5-15¦heat capacity¦J.K-1 |  | 5-15¦heat capacity¦J.K-1 | 5-15¦heat capacity¦J.K-1
|  | KM | nv | TF/TSD-1.2.2 Remote clock vs. UTC | [8 empty] | 5-16.1¦specific heat capacity ¦J.kg-1.K-1 |  | 5-16.1¦specific heat capacity ¦J.kg-1.K-1 | 5-16.1¦specific heat capacity ¦J.kg-1.K-1
|  | KN | ny | TF/F-2 Frequency | [8 empty] | 5-16.2¦specific heat capacity at constant pressure, specific isobaric heat capacity¦J.kg-1.K-1 |  | 5-16.2¦specific heat capacity at constant pressure, specific isobaric heat capacity¦J.kg-1.K-1 | 5-16.2¦specific heat capacity at constant pressure, specific isobaric heat capacity¦J.kg-1.K-1
|  | KP | oc | TF/F-2.1 Standard frequency source | [8 empty] | 5-16.3¦specific heat capacity at constant volume, specific isochoric heat capacity¦J.kg-1.K-1 |  | 5-16.3¦specific heat capacity at constant volume, specific isochoric heat capacity¦J.kg-1.K-1 | 5-16.3¦specific heat capacity at constant volume, specific isochoric heat capacity¦J.kg-1.K-1
|  | KR | oj | TF/F-2.1.1 Local frequency standard | [8 empty] | 5-16.4¦specific heat capacity at saturated vapour pressure¦J.kg-1.K-1 |  | 5-16.4¦specific heat capacity at saturated vapour pressure¦J.kg-1.K-1 | 5-16.4¦specific heat capacity at saturated vapour pressure¦J.kg-1.K-1
|  | KW | om | TF/F-2.1.2 Remote frequency standard | [8 empty] | 5-17.1¦ratio of the specific heat capacities¦1 |  | 5-17.1¦ratio of the specific heat capacities¦1 | 5-17.1¦ratio of the specific heat capacities¦1
|  | KY | or | TF/F-2.2 General frequency source | [8 empty] | 5-17.2¦isentropic exponent¦1 |  | 5-17.2¦isentropic exponent¦1 | 5-17.2¦isentropic exponent¦1
|  | KZ | os | TF/F-2.2.1 General frequency source | [8 empty] | 5-18¦entropy¦J.K-1 |  | 5-18¦entropy¦J.K-1 | 5-18¦entropy¦J.K-1
|  | LA | pa | TF/F-2.3 Frequency meter | [8 empty] | 5-19¦specific entropy¦J.kg-1.K-1 |  | 5-19¦specific entropy¦J.kg-1.K-1 | 5-19¦specific entropy¦J.kg-1.K-1
|  | LB | pi | TF/F-2.3.1 Frequency meter | [8 empty] | 5-20.1¦energy [thermodynamics]¦J |  | 5-20.1¦energy [thermodynamics]¦J | 5-20.1¦energy [thermodynamics]¦J
|  | LC | pl | TF/TI-3 Time interval | [8 empty] | 5-20.2¦internal energy, thermodynamic energy¦J |  | 5-20.2¦internal energy, thermodynamic energy¦J | 5-20.2¦internal energy, thermodynamic energy¦J
|  | LI | ps | TF/TI-3.1 Period source | [8 empty] | 5-20.3¦enthalpy¦J |  | 5-20.3¦enthalpy¦J | 5-20.3¦enthalpy¦J
|  | LK | pt | TF/TI-3.1.1 Period source | [8 empty] | 5-20.4¦Helmholtz energy, Helmholtz function¦J |  | 5-20.4¦Helmholtz energy, Helmholtz function¦J | 5-20.4¦Helmholtz energy, Helmholtz function¦J
|  | LR | qu | TF/TI-3.2 Time interval source | [8 empty] | 5-20.5¦Gibbs energy, Gibbs function¦J |  | 5-20.5¦Gibbs energy, Gibbs function¦J | 5-20.5¦Gibbs energy, Gibbs function¦J
|  | LS | rm | TF/TI-3.2.1 Rise - fall time source | [8 empty] | 5-21.1¦specific energy¦J.kg-1 |  | 5-21.1¦specific energy¦J.kg-1 | 5-21.1¦specific energy¦J.kg-1
|  | LT | rn | TF/TI-3.2.2 Pulse width source | [8 empty] | 5-21.2¦specific internal energy, specific thermodynamic energy¦J.kg-1 |  | 5-21.2¦specific internal energy, specific thermodynamic energy¦J.kg-1 | 5-21.2¦specific internal energy, specific thermodynamic energy¦J.kg-1
|  | LU | ro | TF/TI-3.2.3 Time difference source | [8 empty] | 5-21.3¦specific enthalpy¦J.kg-1 |  | 5-21.3¦specific enthalpy¦J.kg-1 | 5-21.3¦specific enthalpy¦J.kg-1
|  | LV | ru | TF/TI-3.2.4 Delay source | [8 empty] | 5-21.4¦specific Helmholtz energy, specific Helmholtz function¦J.kg-1 |  | 5-21.4¦specific Helmholtz energy, specific Helmholtz function¦J.kg-1 | 5-21.4¦specific Helmholtz energy, specific Helmholtz function¦J.kg-1
|  | LY | rw | TF/TI-3.3 Period meter | [8 empty] | 5-21.5¦specific Gibbs energy, specific Gibbs function¦J.kg-1 |  | 5-21.5¦specific Gibbs energy, specific Gibbs function¦J.kg-1 | 5-21.5¦specific Gibbs energy, specific Gibbs function¦J.kg-1
|  | MA | sa | TF/TI-3.3.1 Period meter | [8 empty] | 5-22¦Massieu function¦J.K-1 |  | 5-22¦Massieu function¦J.K-1 | 5-22¦Massieu function¦J.K-1
|  | MC | sc | TF/TI-3.4 Time interval meter | [8 empty] | 5-23¦Planck function¦J.K-1 |  | 5-23¦Planck function¦J.K-1 | 5-23¦Planck function¦J.K-1
|  | MD | sd | TF/TI-3.4.1 Rise - fall time meter | [8 empty] | 5-24¦Joule-Thomson coefficient¦K.Pa-1 |  | 5-24¦Joule-Thomson coefficient¦K.Pa-1 | 5-24¦Joule-Thomson coefficient¦K.Pa-1
|  | ME | se | TF/TI-3.4.2 Pulse width meter | [8 empty] | 5-25.1¦efficiency [thermodynamics]¦1 |  | 5-25.1¦efficiency [thermodynamics]¦1 | 5-25.1¦efficiency [thermodynamics]¦1
|  | MF | sg | TF/TI-3.4.3 Time difference meter | [8 empty] | 5-25.2¦maximum efficiency¦1 |  | 5-25.2¦maximum efficiency¦1 | 5-25.2¦maximum efficiency¦1
|  | MG | si | TF/TI-3.4.4 Delay meter | [8 empty] | 5-26¦specific gas constant¦J.kg-1.K-1 |  | 5-26¦specific gas constant¦J.kg-1.K-1 | 5-26¦specific gas constant¦J.kg-1.K-1
|  | MH | sk | EM/DC DC voltage, current and resistance | [8 empty] | 5-27¦mass concentration of water¦kg.m-3 |  | 5-27¦mass concentration of water¦kg.m-3 | 5-27¦mass concentration of water¦kg.m-3
|  | MK | sl | EM/DC-1 DC voltage (up to 1100 V) | [8 empty] | 5-28¦mass concentration of water vapour, absolute humidity¦kg.m-3 |  | 5-28¦mass concentration of water vapour, absolute humidity¦kg.m-3 | 5-28¦mass concentration of water vapour, absolute humidity¦kg.m-3
|  | ML | sm | EM/DC-1.1 DC voltage sources | [8 empty] | 5-29¦mass ratio of water to dry matter¦1 |  | 5-29¦mass ratio of water to dry matter¦1 | 5-29¦mass ratio of water to dry matter¦1
|  | MM | sn | EM/DC-1.1.1 Single values | [8 empty] | 5-30¦mass ratio of water vapour to dry gas¦1 |  | 5-30¦mass ratio of water vapour to dry gas¦1 | 5-30¦mass ratio of water vapour to dry gas¦1
|  | MN | so | EM/DC-1.1.2 Low values (below or equal to 10 V) | [8 empty] | 5-31¦mass fraction of water¦1 |  | 5-31¦mass fraction of water¦1 | 5-31¦mass fraction of water¦1
|  | MO | sq | EM/DC-1.1.3 Intermediate values (from above 10 V up to 1100 V) | [8 empty] | 5-32¦mass fraction of dry matter¦1 |  | 5-32¦mass fraction of dry matter¦1 | 5-32¦mass fraction of dry matter¦1
|  | MP | sr | EM/DC-1.1.4 Noise voltages | [8 empty] | 5-33¦relative humidity, (RH)¦1 |  | 5-33¦relative humidity, (RH)¦1 | 5-33¦relative humidity, (RH)¦1
|  | MQ | ss | EM/DC-1.2 DC voltage meters | [8 empty] | 5-34¦relative mass concentration of vapour¦1 |  | 5-34¦relative mass concentration of vapour¦1 | 5-34¦relative mass concentration of vapour¦1
|  | MR | st | EM/DC-1.2.1 Very low values (below or equal to 1 mV) | [8 empty] | 5-35¦relative mass ratio of vapour¦1 |  | 5-35¦relative mass ratio of vapour¦1 | 5-35¦relative mass ratio of vapour¦1
|  | MS | su | EM/DC-1.2.2 Intermediate values (from above 1 mV up to 1100 V) | [8 empty] | 5-36¦dew-point temperature¦K |  | 5-36¦dew-point temperature¦K | 5-36¦dew-point temperature¦K
|  | MT | sv | EM/DC-1.3 DC voltage ratios | [8 empty] | 6-1¦electric current¦A |  | 6-1¦electric current¦A | 6-1¦electric current¦A
|  | MU | sw | EM/DC-1.3.1 Up to 1100 V | [8 empty] | 6-2.1¦electric charge¦C |  | 6-2.1¦electric charge¦C | 6-2.1¦electric charge¦C
|  | MV | ta | EM/DC-1.3.2 Attenuation | [8 empty] | 6-2.2¦elementary charge¦C |  | 6-2.2¦elementary charge¦C | 6-2.2¦elementary charge¦C
|  | MW | te | EM/DC-2 DC resistance | [8 empty] | 6-3¦electric charge density, volumic (electric) charge¦C.m-3 |  | 6-3¦electric charge density, volumic (electric) charge¦C.m-3 | 6-3¦electric charge density, volumic (electric) charge¦C.m-3
|  | MX | tg | EM/DC-2.1 DC resistance standards and sources | [8 empty] | 6-4¦surface density of electric charge, areic (electric) charge¦C.m-2 |  | 6-4¦surface density of electric charge, areic (electric) charge¦C.m-2 | 6-4¦surface density of electric charge, areic (electric) charge¦C.m-2
|  | MY | th | EM/DC-2.1.1 Low values (below or equal to 1 ohm) | [8 empty] | 6-5¦linear density of electric charge, lineic (electric) charge¦C.m-1 |  | 6-5¦linear density of electric charge, lineic (electric) charge¦C.m-1 | 6-5¦linear density of electric charge, lineic (electric) charge¦C.m-1
|  | MZ | ti | EM/DC-2.1.2 Intermediate values (from above 1 ohm up to 1 megaohm) | [8 empty] | 6-6¦electric dipole moment¦C.m |  | 6-6¦electric dipole moment¦C.m | 6-6¦electric dipole moment¦C.m
|  | NA | tk | EM/DC-2.1.3 High values (above 1 megaohm) | [8 empty] | 6-7¦electric polarization¦C.m-2 |  | 6-7¦electric polarization¦C.m-2 | 6-7¦electric polarization¦C.m-2
|  | NC | tl | EM/DC-2.1.4 Standards for high current | [8 empty] | 6-8¦electric current density¦A.m-2 |  | 6-8¦electric current density¦A.m-2 | 6-8¦electric current density¦A.m-2
|  | NE | tn | EM/DC-2.1.5 Multiple ranges | [8 empty] | 6-9¦linear electric current density¦A.m-1 |  | 6-9¦linear electric current density¦A.m-1 | 6-9¦linear electric current density¦A.m-1
|  | NF | to | EM/DC-2.1.6 Temperature, power and pressure coefficients | [8 empty] | 6-10¦electric field strength¦V.m-1 |  | 6-10¦electric field strength¦V.m-1 | 6-10¦electric field strength¦V.m-1
|  | NG | tr | EM/DC-2.2 DC resistance meters | [8 empty] | 6-11.1¦electric potential¦V |  | 6-11.1¦electric potential¦V | 6-11.1¦electric potential¦V
|  | NI | ts | EM/DC-2.2.1 Low values (less or equal than 1 ohm) | [8 empty] | 6-11.2¦electric potential difference¦V |  | 6-11.2¦electric potential difference¦V | 6-11.2¦electric potential difference¦V
|  | NL | tt | EM/DC-2.2.2 Intermediate values (from above 1 ohm up to 1 gigaohm) | [8 empty] | 6-11.3¦voltage, electric tension¦V |  | 6-11.3¦voltage, electric tension¦V | 6-11.3¦voltage, electric tension¦V
|  | NO | tw | EM/DC-2.2.3 High values (above 1 gigaohm) | [8 empty] | 6-11.4¦induced voltage, induced electric tension¦V |  | 6-11.4¦induced voltage, induced electric tension¦V | 6-11.4¦induced voltage, induced electric tension¦V
|  | NP | ty | EM/DC-2.3 DC resistance ratios | [8 empty] | 6-12¦electric flux density, electric displacement¦C.m-2 |  | 6-12¦electric flux density, electric displacement¦C.m-2 | 6-12¦electric flux density, electric displacement¦C.m-2
|  | NR | ug | EM/DC-2.3.1 DC resistance ratios | [8 empty] | 6-13¦capacitance¦F |  | 6-13¦capacitance¦F | 6-13¦capacitance¦F
|  | NU | uk | EM/DC-3 DC current (up to 100 A) | [8 empty] | 6-14.1¦electric constant, permittivity of vacuum¦F.m-1 |  | 6-14.1¦electric constant, permittivity of vacuum¦F.m-1 | 6-14.1¦electric constant, permittivity of vacuum¦F.m-1
|  | NZ | ur | EM/DC-3.1 DC current sources | [8 empty] | 6-14.2¦permittivity¦F.m-1 |  | 6-14.2¦permittivity¦F.m-1 | 6-14.2¦permittivity¦F.m-1
|  | OM | uz | EM/DC-3.1.1 Low values (below 0.1 mA) | [8 empty] | 6-15¦relative permittivity¦1 |  | 6-15¦relative permittivity¦1 | 6-15¦relative permittivity¦1
|  | PA | ve | EM/DC-3.1.2 Intermediate values (from above 0.1 mA to 20 A) | [8 empty] | 6-16¦electric susceptibility¦1 |  | 6-16¦electric susceptibility¦1 | 6-16¦electric susceptibility¦1
|  | PE | vi | EM/DC-3.1.3 High values (from above 20 A up to 100 A) | [8 empty] | 6-17¦electric flux¦C |  | 6-17¦electric flux¦C | 6-17¦electric flux¦C
|  | PF | vo | EM/DC-3.1.4 Transconductance ratio | [8 empty] | 6-18¦displacement current density¦A.m-2 |  | 6-18¦displacement current density¦A.m-2 | 6-18¦displacement current density¦A.m-2
|  | PG | wa | EM/DC-3.1.5 Noise currents | [8 empty] | 6-19.1¦displacement current¦A |  | 6-19.1¦displacement current¦A | 6-19.1¦displacement current¦A
|  | PH | wo | EM/DC-3.2 DC current meters | [8 empty] | 6-19.2¦total current¦A |  | 6-19.2¦total current¦A | 6-19.2¦total current¦A
|  | PK | xh | EM/DC-3.2.1 Low values (below or equal to 0.1 mA) | [8 empty] | 6-20¦total current density¦A.m-2 |  | 6-20¦total current density¦A.m-2 | 6-20¦total current density¦A.m-2
|  | PL | yi | EM/DC-3.2.2 Intermediate values (from above 0.1 mA to 20 A) | [8 empty] | 6-21¦magnetic flux density¦T |  | 6-21¦magnetic flux density¦T | 6-21¦magnetic flux density¦T
|  | PM | yo | EM/DC-3.2.3 High values (from above 20 A up to 100 A) | [8 empty] | 6-22.1¦magnetic flux¦Wb |  | 6-22.1¦magnetic flux¦Wb | 6-22.1¦magnetic flux¦Wb
|  | PN | za | EM/DC-3.3 DC current ratios | [8 empty] | 6-22.2¦protoflux¦Wb |  | 6-22.2¦protoflux¦Wb | 6-22.2¦protoflux¦Wb
|  | PR | zh | EM/DC-3.3.1 Ratios up to 100 A | [8 empty] | 6-22.3¦linked magnetic flux¦Wb |  | 6-22.3¦linked magnetic flux¦Wb | 6-22.3¦linked magnetic flux¦Wb
|  | PS | zu | EM/Imped Impedance up to the MegaHertz range | [8 empty] | 6-22.4¦total magnetic flux¦Wb |  | 6-22.4¦total magnetic flux¦Wb | 6-22.4¦total magnetic flux¦Wb
|  | PT |  | EM/Imped-4 Impedance (up to the MHz range) | [8 empty] | 6-23¦magnetic moment, magnetic area moment¦A.m2 |  | 6-23¦magnetic moment, magnetic area moment¦A.m2 | 6-23¦magnetic moment, magnetic area moment¦A.m2
|  | PW |  | EM/Imped-4.1 AC resistance | [8 empty] | 6-24¦magnetization¦A.m-1 |  | 6-24¦magnetization¦A.m-1 | 6-24¦magnetization¦A.m-1
|  | PY |  | EM/Imped-4.1.1 Real component and imaginary component | [8 empty] | 6-25¦magnetic field strength, magnetizing field¦A.m-1 |  | 6-25¦magnetic field strength, magnetizing field¦A.m-1 | 6-25¦magnetic field strength, magnetizing field¦A.m-1
|  | QA |  | EM/Imped-4.1.2 AC-DC difference | [8 empty] | 6-26.1¦magnetic constant, permeability of vacuum¦H.m-1 |  | 6-26.1¦magnetic constant, permeability of vacuum¦H.m-1 | 6-26.1¦magnetic constant, permeability of vacuum¦H.m-1
|  | RE |  | EM/Imped-4.1.3 Resistors for high current | [8 empty] | 6-26.2¦permeability¦H.m-1 |  | 6-26.2¦permeability¦H.m-1 | 6-26.2¦permeability¦H.m-1
|  | RO |  | EM/Imped-4.1.4 Meters | [8 empty] | 6-27¦relative permeability¦1 |  | 6-27¦relative permeability¦1 | 6-27¦relative permeability¦1
|  | RS |  | EM/Imped-4.1.5 AC resistance ratios | [8 empty] | 6-28¦magnetic susceptibility¦1 |  | 6-28¦magnetic susceptibility¦1 | 6-28¦magnetic susceptibility¦1
|  | RU |  | EM/Imped-4.2 Capacitance | [8 empty] | 6-29¦magnetic polarization¦T |  | 6-29¦magnetic polarization¦T | 6-29¦magnetic polarization¦T
|  | RW |  | EM/Imped-4.2.1 Capacitance and dissipation factor for low loss capacitors | [8 empty] | 6-30¦magnetic dipole moment¦Wb.m |  | 6-30¦magnetic dipole moment¦Wb.m | 6-30¦magnetic dipole moment¦Wb.m
|  | SA |  | EM/Imped-4.2.2 Capacitance and dissipation factor for dielectric capacitors | [8 empty] | 6-31¦coercivity, coercive field strength¦A.m-1 |  | 6-31¦coercivity, coercive field strength¦A.m-1 | 6-31¦coercivity, coercive field strength¦A.m-1
|  | SB |  | EM/Imped-4.2.3 Capacitance and dissipation factor for transformed capacitors | [8 empty] | 6-32¦magnetic vector potential¦J.A-1.m-1 |  | 6-32¦magnetic vector potential¦J.A-1.m-1 | 6-32¦magnetic vector potential¦J.A-1.m-1
|  | SC |  | EM/Imped-4.2.4 Meters | [8 empty] | 6-33¦electromagnetic energy density¦J.m-3 |  | 6-33¦electromagnetic energy density¦J.m-3 | 6-33¦electromagnetic energy density¦J.m-3
|  | SD |  | EM/Imped-4.3 Inductance | [8 empty] | 6-34¦Poynting vector¦W.m-2 |  | 6-34¦Poynting vector¦W.m-2 | 6-34¦Poynting vector¦W.m-2
|  | SE |  | EM/Imped-4.3.1 Self inductance, low values (below 1 mH) | [8 empty] | 6-35.1¦phase speed of electromagnetic waves¦m.s-1 |  | 6-35.1¦phase speed of electromagnetic waves¦m.s-1 | 6-35.1¦phase speed of electromagnetic waves¦m.s-1
|  | SG |  | EM/Imped-4.3.2 Self inductance, intermediate values (from 1 mH up to 1 H) | [8 empty] | 6-35.2¦speed of light in vacuum, light speed in vacuum, luminal speed¦m.s-1 |  | 6-35.2¦speed of light in vacuum, light speed in vacuum, luminal speed¦m.s-1 | 6-35.2¦speed of light in vacuum, light speed in vacuum, luminal speed¦m.s-1
|  | SH |  | EM/Imped-4.3.3 Self inductance, high values (above 1 H) | [8 empty] | 6-36¦source voltage, source tension¦V |  | 6-36¦source voltage, source tension¦V | 6-36¦source voltage, source tension¦V
|  | SI |  | EM/Imped-4.3.4 Mutual inductance | [8 empty] | 6-37.1¦magnetic potential¦A |  | 6-37.1¦magnetic potential¦A | 6-37.1¦magnetic potential¦A
|  | SJ |  | EM/Imped-4.3.5 Meters | [8 empty] | 6-37.2¦magnetic tension¦A |  | 6-37.2¦magnetic tension¦A | 6-37.2¦magnetic tension¦A
|  | SK |  | EM/Imped-4.3.6 Quality factor | [8 empty] | 6-37.3¦magnetomotive force¦A |  | 6-37.3¦magnetomotive force¦A | 6-37.3¦magnetomotive force¦A
|  | SL |  | EM/AC AC voltage, current and power | [8 empty] | 6-38¦number of turns in a winding¦1 |  | 6-38¦number of turns in a winding¦1 | 6-38¦number of turns in a winding¦1
|  | SM |  | EM/AC-5 AC voltage (up to the MHz range) | [8 empty] | 6-39¦reluctance¦H-1 |  | 6-39¦reluctance¦H-1 | 6-39¦reluctance¦H-1
|  | SN |  | EM/AC-5.1 AC-DC voltage transfer | [8 empty] | 6-40¦permeance¦H |  | 6-40¦permeance¦H | 6-40¦permeance¦H
|  | SO |  | EM/AC-5.1.1 AC-DC transfer difference at low voltages (less or equal to 0.5 V) | [8 empty] | 6-41.1¦inductance, self-inductance¦H |  | 6-41.1¦inductance, self-inductance¦H | 6-41.1¦inductance, self-inductance¦H
|  | SR |  | EM/AC-5.1.2 AC-DC transfer difference at medium voltages (0.5 V to 5 V) | [8 empty] | 6-41.2¦mutual inductance¦H |  | 6-41.2¦mutual inductance¦H | 6-41.2¦mutual inductance¦H
|  | SS |  | EM/AC-5.1.3 AC-DC transfer difference at higher voltages (greater than 5 V) | [8 empty] | 6-42.1¦coupling factor¦1 |  | 6-42.1¦coupling factor¦1 | 6-42.1¦coupling factor¦1
|  | ST |  | EM/AC-5.2 AC voltage up to 1100 V | [8 empty] | 6-42.2¦leakage factor¦1 |  | 6-42.2¦leakage factor¦1 | 6-42.2¦leakage factor¦1
|  | SV |  | EM/AC-5.2.1 Sources | [8 empty] | 6-43¦conductivity¦S.m-1 |  | 6-43¦conductivity¦S.m-1 | 6-43¦conductivity¦S.m-1
|  | SX |  | EM/AC-5.2.2 Meters | [8 empty] | 6-44¦resistivity¦Ω.m |  | 6-44¦resistivity¦Ω.m | 6-44¦resistivity¦Ω.m
|  | SY |  | EM/AC-5.3 AC voltage ratio up to 1100 V, atten and gain | [8 empty] | 6-45¦power, instantaneous power¦W |  | 6-45¦power, instantaneous power¦W | 6-45¦power, instantaneous power¦W
|  | SZ |  | EM/AC-5.3.1 Real component and imaginary component | [8 empty] | 6-46¦resistance¦Ω |  | 6-46¦resistance¦Ω | 6-46¦resistance¦Ω
|  | TC |  | EM/AC-5.3.2 Attenuation and gain | [8 empty] | 6-47¦conductance¦S |  | 6-47¦conductance¦S | 6-47¦conductance¦S
|  | TD |  | EM/AC-6 AC current | [8 empty] | 6-48¦phase difference¦rad |  | 6-48¦phase difference¦rad | 6-48¦phase difference¦rad
|  | TF |  | EM/AC-6.1 AC-DC current transfer | [8 empty] | 6-49¦electric current phasor¦A |  | 6-49¦electric current phasor¦A | 6-49¦electric current phasor¦A
|  | TG |  | EM/AC-6.1.1 AC-DC transfer difference | [8 empty] | 6-50¦voltage phasor, electric tension phasor¦V |  | 6-50¦voltage phasor, electric tension phasor¦V | 6-50¦voltage phasor, electric tension phasor¦V
|  | TH |  | EM/AC-6.2 AC current up to 100 A | [8 empty] | 6-51.1¦impedance, complex impedance¦Ω |  | 6-51.1¦impedance, complex impedance¦Ω | 6-51.1¦impedance, complex impedance¦Ω
|  | TJ |  | EM/AC-6.2.1 Sources | [8 empty] | 6-51.2¦impedance of vacuum, wave impedance of vacuum¦V.A-1 |  | 6-51.2¦impedance of vacuum, wave impedance of vacuum¦V.A-1 | 6-51.2¦impedance of vacuum, wave impedance of vacuum¦V.A-1
|  | TK |  | EM/AC-6.2.2 Meters | [8 empty] | 6-51.3¦resistance¦Ω |  | 6-51.3¦resistance¦Ω | 6-51.3¦resistance¦Ω
|  | TL |  | EM/AC-6.3 AC current ratio up to 100 A | [8 empty] | 6-51.4¦reactance¦Ω |  | 6-51.4¦reactance¦Ω | 6-51.4¦reactance¦Ω
|  | TM |  | EM/AC-6.3.1 Real component and imaginary component | [8 empty] | 6-51.5¦apparent impedance, (modulus of impedance)¦Ω |  | 6-51.5¦apparent impedance, (modulus of impedance)¦Ω | 6-51.5¦apparent impedance, (modulus of impedance)¦Ω
|  | TN |  | EM/AC-7 AC power | [8 empty] | 6-52.1¦admittance, complex admittance¦S |  | 6-52.1¦admittance, complex admittance¦S | 6-52.1¦admittance, complex admittance¦S
|  | TO |  | EM/AC-7.1 AC power and energy | [8 empty] | 6-52.2¦admittance of vacuum¦A.V-1 |  | 6-52.2¦admittance of vacuum¦A.V-1 | 6-52.2¦admittance of vacuum¦A.V-1
|  | TR |  | EM/AC-7.1.1 Single phase power at frequencies less or equal to 400 Hz | [8 empty] | 6-52.3¦conductance (for complex impedance)¦S |  | 6-52.3¦conductance (for complex impedance)¦S | 6-52.3¦conductance (for complex impedance)¦S
|  | TT |  | EM/AC-7.1.2 Single phase power at frequencies great than 400 Hz | [8 empty] | 6-52.4¦susceptance¦S |  | 6-52.4¦susceptance¦S | 6-52.4¦susceptance¦S
|  | TV |  | EM/AC-7.1.3 Three phase | [8 empty] | 6-52.5¦apparent admittance, modulus of admittance¦S |  | 6-52.5¦apparent admittance, modulus of admittance¦S | 6-52.5¦apparent admittance, modulus of admittance¦S
|  | TW |  | EM/HV High voltage and current | [8 empty] | 6-53¦quality factor¦1 |  | 6-53¦quality factor¦1 | 6-53¦quality factor¦1
|  | TZ |  | EM/HV-8 High voltage and current | [8 empty] | 6-54¦loss factor, dissipation factor¦1 |  | 6-54¦loss factor, dissipation factor¦1 | 6-54¦loss factor, dissipation factor¦1
|  | UA |  | EM/HV-8.1 High DC voltage | [8 empty] | 6-55¦loss angle¦rad |  | 6-55¦loss angle¦rad | 6-55¦loss angle¦rad
|  | UG |  | EM/HV-8.1.1 High voltage sources | [8 empty] | 6-56¦active power¦W |  | 6-56¦active power¦W | 6-56¦active power¦W
|  | UM |  | EM/HV-8.1.2 High voltage meters | [8 empty] | 6-57¦apparent power¦V.A |  | 6-57¦apparent power¦V.A | 6-57¦apparent power¦V.A
|  | US |  | EM/HV-8.1.3 Ratios | [8 empty] | 6-58¦power factor¦1 |  | 6-58¦power factor¦1 | 6-58¦power factor¦1
|  | UY |  | EM/HV-8.1.4 Average value of DC voltage | [8 empty] | 6-59¦complex power¦V.A |  | 6-59¦complex power¦V.A | 6-59¦complex power¦V.A
|  | UZ |  | EM/HV-8.1.5 RMS value of DC voltage ripple | [8 empty] | 6-60¦reactive power¦V.A |  | 6-60¦reactive power¦V.A | 6-60¦reactive power¦V.A
|  | VA |  | EM/HV-8.2 High voltage impedance | [8 empty] | 6-61¦non-active power¦V.A |  | 6-61¦non-active power¦V.A | 6-61¦non-active power¦V.A
|  | VC |  | EM/HV-8.2.1 Capacitance and dissipation factor | [8 empty] | 6-62¦active energy¦J |  | 6-62¦active energy¦J | 6-62¦active energy¦J
|  | VE |  | EM/HV-8.2.2 Inductance and loss angle | [8 empty] | 7-1.1¦speed of light in a medium¦m.s-1 |  | 7-1.1¦speed of light in a medium¦m.s-1 | 7-1.1¦speed of light in a medium¦m.s-1
|  | VG |  | EM/HV-8.2.3 Burden: real and imaginary component (real component/imaginary component/modulus/argument) | [8 empty] | 7-1.2¦refractive index¦1 |  | 7-1.2¦refractive index¦1 | 7-1.2¦refractive index¦1
|  | VI |  | EM/HV-8.2.4 Resistance | [8 empty] | 7-2.1¦radiant energy [electromagnetism]¦J |  | 7-2.1¦radiant energy [electromagnetism]¦J | 7-2.1¦radiant energy [electromagnetism]¦J
|  | VN |  | EM/HV-8.3 AC high voltage and voltage transformers | [8 empty] | 7-2.2¦spectral radiant energy¦J.m-1 |  | 7-2.2¦spectral radiant energy¦J.m-1 | 7-2.2¦spectral radiant energy¦J.m-1
|  | VU |  | EM/HV-8.3.1 Sources | [8 empty] | 7-3.1¦radiant energy density¦J.m-3 |  | 7-3.1¦radiant energy density¦J.m-3 | 7-3.1¦radiant energy density¦J.m-3
|  | WF |  | EM/HV-8.3.2 Meters | [8 empty] | 7-3.2¦spectral radiant energy density in terms of wavelength¦J.m-4 |  | 7-3.2¦spectral radiant energy density in terms of wavelength¦J.m-4 | 7-3.2¦spectral radiant energy density in terms of wavelength¦J.m-4
|  | WS |  | EM/HV-8.3.3 Peak values | [8 empty] | 7-3.3¦spectral radiant energy density in terms of wavenumber¦J.m-2 |  | 7-3.3¦spectral radiant energy density in terms of wavenumber¦J.m-2 | 7-3.3¦spectral radiant energy density in terms of wavenumber¦J.m-2
|  | YE |  | EM/HV-8.3.4 Voltage transformers: ratio error and phase displacement | [8 empty] | 7-4.1¦radiant flux, radiant power¦W |  | 7-4.1¦radiant flux, radiant power¦W | 7-4.1¦radiant flux, radiant power¦W
|  | YT |  | EM/HV-8.3.5 RMS value for high AC voltage | [8 empty] | 7-4.2¦spectral radiant flux, spectral radiant power¦W.m-1 |  | 7-4.2¦spectral radiant flux, spectral radiant power¦W.m-1 | 7-4.2¦spectral radiant flux, spectral radiant power¦W.m-1
|  | ZA |  | EM/HV-8.3.6 Rectified average value of high AC voltage | [8 empty] | 7-5.1¦radiant intensity¦W.sr-1 |  | 7-5.1¦radiant intensity¦W.sr-1 | 7-5.1¦radiant intensity¦W.sr-1
|  | ZM |  | EM/HV-8.4 Pulsed high voltage and current | [8 empty] | 7-5.2¦spectral radiant intensity¦W.sr-1.m-1 |  | 7-5.2¦spectral radiant intensity¦W.sr-1.m-1 | 7-5.2¦spectral radiant intensity¦W.sr-1.m-1
|  | ZW |  | EM/HV-8.4.1 Parameters for lightning impulse voltage (see list in the bottom of KCDB home page) | [8 empty] | 7-6.1¦radiance¦W.sr-1.m-2 |  | 7-6.1¦radiance¦W.sr-1.m-2 | 7-6.1¦radiance¦W.sr-1.m-2
|  | EM/HV-8.4.3 Parameters for switching impulse voltage (see list in the bottom of KCDB home page) |  | EM/HV-8.4.3 Parameters for switching impulse voltage (see list in the bottom of KCDB home page) | [8 empty] | 7-6.2¦spectral radiance¦W.sr-1.m-3 |  | 7-6.2¦spectral radiance¦W.sr-1.m-3 | 7-6.2¦spectral radiance¦W.sr-1.m-3
|  | EM/HV-8.4.5 Impulse current parameters |  | EM/HV-8.4.5 Impulse current parameters | [8 empty] | 7-7.1¦irradiance¦W.m-2 |  | 7-7.1¦irradiance¦W.m-2 | 7-7.1¦irradiance¦W.m-2
|  | EM/HV-8.4.9 Parameters for other impulse voltage types (see list in the bottom of KCDB home page) |  | EM/HV-8.4.9 Parameters for other impulse voltage types (see list in the bottom of KCDB home page) | [8 empty] | 7-7.2¦spectral irradiance¦W.m-3 |  | 7-7.2¦spectral irradiance¦W.m-3 | 7-7.2¦spectral irradiance¦W.m-3
|  | EM/HV-8.5 Electric discharge |  | EM/HV-8.5 Electric discharge | [8 empty] | 7-8.1¦radiant exitance, (radiant emittance DEPRICATED)¦W.m-2 |  | 7-8.1¦radiant exitance, (radiant emittance DEPRICATED)¦W.m-2 | 7-8.1¦radiant exitance, (radiant emittance DEPRICATED)¦W.m-2
|  | EM/HV-8.5.1 Apparent charge |  | EM/HV-8.5.1 Apparent charge | [8 empty] | 7-8.2¦spectral radiant exitance¦W.m-3 |  | 7-8.2¦spectral radiant exitance¦W.m-3 | 7-8.2¦spectral radiant exitance¦W.m-3
|  | EM/HV-8.5.2 Response |  | EM/HV-8.5.2 Response | [8 empty] | 7-9.1¦radiant exposure¦J.m-2 |  | 7-9.1¦radiant exposure¦J.m-2 | 7-9.1¦radiant exposure¦J.m-2
|  | EM/HV-8.5.3 Rise time of partial discharge pulse |  | EM/HV-8.5.3 Rise time of partial discharge pulse | [8 empty] | 7-9.2¦spectral radiant exposure¦J.m-3 |  | 7-9.2¦spectral radiant exposure¦J.m-3 | 7-9.2¦spectral radiant exposure¦J.m-3
|  | EM/HV-8.6 High AC current and current transformers |  | EM/HV-8.6 High AC current and current transformers | [8 empty] | 7-10.1¦luminous efficiency [specified photometric condition]¦1 |  | 7-10.1¦luminous efficiency [specified photometric condition]¦1 | 7-10.1¦luminous efficiency [specified photometric condition]¦1
|  | EM/HV-8.6.3 Current transformers: ratio error and phase displacement |  | EM/HV-8.6.3 Current transformers: ratio error and phase displacement | [8 empty] | 7-10.2¦spectral luminous efficiency [specified photometric condition]¦1 |  | 7-10.2¦spectral luminous efficiency [specified photometric condition]¦1 | 7-10.2¦spectral luminous efficiency [specified photometric condition]¦1
|  | EM/HV-8.6.5 High AC current RMS value |  | EM/HV-8.6.5 High AC current RMS value | [8 empty] | 7-11.1¦luminous efficacy of radiation [specified photometric condition]¦lm.W-1 |  | 7-11.1¦luminous efficacy of radiation [specified photometric condition]¦lm.W-1 | 7-11.1¦luminous efficacy of radiation [specified photometric condition]¦lm.W-1
|  | EM/HV-8.6.6 Other AC current parameters (see list in the bottom of KCDB home page) |  | EM/HV-8.6.6 Other AC current parameters (see list in the bottom of KCDB home page) | [8 empty] | 7-11.2¦spectral luminous efficacy [specified photometric condition]¦lm.W-1 |  | 7-11.2¦spectral luminous efficacy [specified photometric condition]¦lm.W-1 | 7-11.2¦spectral luminous efficacy [specified photometric condition]¦lm.W-1
|  | EM/HV-8.7 High DC current |  | EM/HV-8.7 High DC current | [8 empty] | 7-11.3¦maximum luminous efficacy [specified photometric condition]¦lm.W-1 |  | 7-11.3¦maximum luminous efficacy [specified photometric condition]¦lm.W-1 | 7-11.3¦maximum luminous efficacy [specified photometric condition]¦lm.W-1
|  | EM/HV-8.7.3 Ratios |  | EM/HV-8.7.3 Ratios | [8 empty] | 7-11.4¦luminous efficacy of a source¦lm.W-1 |  | 7-11.4¦luminous efficacy of a source¦lm.W-1 | 7-11.4¦luminous efficacy of a source¦lm.W-1
|  | EM/HV-8.7.4 High DC current average value |  | EM/HV-8.7.4 High DC current average value | [8 empty] | 7-12¦luminous energy, (DEPRECATED: quantity of light)¦lm.s |  | 7-12¦luminous energy, (DEPRECATED: quantity of light)¦lm.s | 7-12¦luminous energy, (DEPRECATED: quantity of light)¦lm.s
|  | EM/OtherDC Other DC and low frequency measurements |  | EM/OtherDC Other DC and low frequency measurements | [8 empty] | 7-13¦luminous flux¦lm |  | 7-13¦luminous flux¦lm | 7-13¦luminous flux¦lm
|  | EM/OtherDC-9 Other DC and low frequency measurements |  | EM/OtherDC-9 Other DC and low frequency measurements | [8 empty] | 7-14¦luminous intensity¦cd |  | 7-14¦luminous intensity¦cd | 7-14¦luminous intensity¦cd
|  | EM/OtherDC-9.1 Electric charge |  | EM/OtherDC-9.1 Electric charge | [8 empty] | 7-15¦luminance¦cd.m-2 |  | 7-15¦luminance¦cd.m-2 | 7-15¦luminance¦cd.m-2
|  | EM/OtherDC-9.1.1 Sources |  | EM/OtherDC-9.1.1 Sources | [8 empty] | 7-16¦illuminance¦lx |  | 7-16¦illuminance¦lx | 7-16¦illuminance¦lx
|  | EM/OtherDC-9.1.2 Meters |  | EM/OtherDC-9.1.2 Meters | [8 empty] | 7-17¦luminous exitance¦lm.m-2 |  | 7-17¦luminous exitance¦lm.m-2 | 7-17¦luminous exitance¦lm.m-2
|  | EM/OtherDC-9.2 Phase angle |  | EM/OtherDC-9.2 Phase angle | [8 empty] | 7-18¦luminous exposure, (DEPRECATED: quantity of illumination, light exposure)¦lx.s |  | 7-18¦luminous exposure, (DEPRECATED: quantity of illumination, light exposure)¦lx.s | 7-18¦luminous exposure, (DEPRECATED: quantity of illumination, light exposure)¦lx.s
|  | EM/OtherDC-9.2.1 Sources |  | EM/OtherDC-9.2.1 Sources | [8 empty] | 7-19.1¦photon number, number of photons¦1 |  | 7-19.1¦photon number, number of photons¦1 | 7-19.1¦photon number, number of photons¦1
|  | EM/OtherDC-9.2.2 Meters |  | EM/OtherDC-9.2.2 Meters | [8 empty] | 7-19.2¦photon energy¦J |  | 7-19.2¦photon energy¦J | 7-19.2¦photon energy¦J
|  | EM/OtherDC-9.2.3 Phase shift |  | EM/OtherDC-9.2.3 Phase shift | [8 empty] | 7-20¦photon flux¦s-1 |  | 7-20¦photon flux¦s-1 | 7-20¦photon flux¦s-1
|  | EM/OtherDC-9.3 Current and voltage waveform |  | EM/OtherDC-9.3 Current and voltage waveform | [8 empty] | 7-21¦photon intensity¦s-1.sr-1 |  | 7-21¦photon intensity¦s-1.sr-1 | 7-21¦photon intensity¦s-1.sr-1
|  | EM/OtherDC-9.3.1 Main frequency current harmonics |  | EM/OtherDC-9.3.1 Main frequency current harmonics | [8 empty] | 7-22¦photon radiance¦m-2.s-1.sr-1 |  | 7-22¦photon radiance¦m-2.s-1.sr-1 | 7-22¦photon radiance¦m-2.s-1.sr-1
|  | EM/OtherDC-9.3.2 Voltage harmonic distorsion |  | EM/OtherDC-9.3.2 Voltage harmonic distorsion | [8 empty] | 7-23¦photon irradiance¦m-2.s-1 |  | 7-23¦photon irradiance¦m-2.s-1 | 7-23¦photon irradiance¦m-2.s-1
|  | EM/OtherDC-9.3.4 Mains frequency fluctuating harmonics (see list in the bottom of KCDB home page) |  | EM/OtherDC-9.3.4 Mains frequency fluctuating harmonics (see list in the bottom of KCDB home page) | [8 empty] | 7-24¦photon exitance¦m-2.s-1 |  | 7-24¦photon exitance¦m-2.s-1 | 7-24¦photon exitance¦m-2.s-1
|  | EM/OtherDC-9.3.5 Mains frequency voltage fluctuations (see list in the bottom of KCDB home page) |  | EM/OtherDC-9.3.5 Mains frequency voltage fluctuations (see list in the bottom of KCDB home page) | [8 empty] | 7-25¦photon exposure¦m-2 |  | 7-25¦photon exposure¦m-2 | 7-25¦photon exposure¦m-2
|  | EM/OtherDC-9.3.7 Mains frequency interharmonics |  | EM/OtherDC-9.3.7 Mains frequency interharmonics | [8 empty] | 7-26.1¦tristimulus values for the CIE 1931 standard colorimetric observer¦- |  | 7-26.1¦tristimulus values for the CIE 1931 standard colorimetric observer¦- | 7-26.1¦tristimulus values for the CIE 1931 standard colorimetric observer¦-
|  | EM/Field Electric and magnetic fields |  | EM/Field Electric and magnetic fields | [8 empty] | 7-26.2¦tristimulus values for the CIE 1964 standard colorimetric observer¦- |  | 7-26.2¦tristimulus values for the CIE 1964 standard colorimetric observer¦- | 7-26.2¦tristimulus values for the CIE 1964 standard colorimetric observer¦-
|  | EM/Field-10 Electric and magnetic fields |  | EM/Field-10 Electric and magnetic fields | [8 empty] | 7-27.1¦CIE colour-matching functions for the CIE 1931 standard colorimetric observer¦1 |  | 7-27.1¦CIE colour-matching functions for the CIE 1931 standard colorimetric observer¦1 | 7-27.1¦CIE colour-matching functions for the CIE 1931 standard colorimetric observer¦1
|  | EM/Field-10.1 Electric fields at freq. below 50 kHz |  | EM/Field-10.1 Electric fields at freq. below 50 kHz | [8 empty] | 7-27.2¦CIE colour-matching functions for the CIE 1964 standard colorimetric observer¦1 |  | 7-27.2¦CIE colour-matching functions for the CIE 1964 standard colorimetric observer¦1 | 7-27.2¦CIE colour-matching functions for the CIE 1964 standard colorimetric observer¦1
|  | EM/Field-10.1.1 Electrostatic field strength |  | EM/Field-10.1.1 Electrostatic field strength | [8 empty] | 7-28.1¦chromaticity coordinates in the CIE 1931 standard¦1 |  | 7-28.1¦chromaticity coordinates in the CIE 1931 standard¦1 | 7-28.1¦chromaticity coordinates in the CIE 1931 standard¦1
|  | EM/Field-10.1.2 Electric field strength |  | EM/Field-10.1.2 Electric field strength | [8 empty] | 7-28.2¦chromaticity coordinates in the CIE 1964 standard¦1 |  | 7-28.2¦chromaticity coordinates in the CIE 1964 standard¦1 | 7-28.2¦chromaticity coordinates in the CIE 1964 standard¦1
|  | EM/Field-10.2 Magnetic fields at freq. below 50 kHz |  | EM/Field-10.2 Magnetic fields at freq. below 50 kHz | [8 empty] | 7-29.1¦colour temperature¦K |  | 7-29.1¦colour temperature¦K | 7-29.1¦colour temperature¦K
|  | EM/Field-10.2.1 Magnetic flux |  | EM/Field-10.2.1 Magnetic flux | [8 empty] | 7-29.2¦correlated colour temperature¦K |  | 7-29.2¦correlated colour temperature¦K | 7-29.2¦correlated colour temperature¦K
|  | EM/Field-10.2.2 DC magnetic flux density and applied magnetic field strength |  | EM/Field-10.2.2 DC magnetic flux density and applied magnetic field strength | [8 empty] | 7-30.1¦emissivity¦1 |  | 7-30.1¦emissivity¦1 | 7-30.1¦emissivity¦1
|  | EM/Field-10.2.3 AC magnetic flux density and applied magnetic field strength |  | EM/Field-10.2.3 AC magnetic flux density and applied magnetic field strength | [8 empty] | 7-30.2¦emissivity at a specified wavelength¦1 |  | 7-30.2¦emissivity at a specified wavelength¦1 | 7-30.2¦emissivity at a specified wavelength¦1
|  | EM/Field-10.2.4 DC shielding factor (ratio of DC magnetic flux density) |  | EM/Field-10.2.4 DC shielding factor (ratio of DC magnetic flux density) | [8 empty] | 7-31.1¦absorptance¦1 |  | 7-31.1¦absorptance¦1 | 7-31.1¦absorptance¦1
|  | EM/Field-10.2.5 AC shielding factor (ratio of AC magnetic flux density) |  | EM/Field-10.2.5 AC shielding factor (ratio of AC magnetic flux density) | [8 empty] | 7-31.2¦luminous absorptance¦1 |  | 7-31.2¦luminous absorptance¦1 | 7-31.2¦luminous absorptance¦1
|  | EM/Field-10.2.6 Turn area (ratio of magnetic flux and magnetic flux density) |  | EM/Field-10.2.6 Turn area (ratio of magnetic flux and magnetic flux density) | [8 empty] | 7-31.3¦reflectance, spectral reflectance¦1 |  | 7-31.3¦reflectance, spectral reflectance¦1 | 7-31.3¦reflectance, spectral reflectance¦1
|  | EM/Field-10.2.7 Magnetic flux density or magnetic field strength per unit current |  | EM/Field-10.2.7 Magnetic flux density or magnetic field strength per unit current | [8 empty] | 7-31.4¦luminous reflectance¦1 |  | 7-31.4¦luminous reflectance¦1 | 7-31.4¦luminous reflectance¦1
|  | EM/Field-10.2.8 Magnetic field gradient |  | EM/Field-10.2.8 Magnetic field gradient | [8 empty] | 7-31.5¦transmittance¦1 |  | 7-31.5¦transmittance¦1 | 7-31.5¦transmittance¦1
|  | EM/Field-10.3 Electromagnetic fields at freq. above 50 kHz |  | EM/Field-10.3 Electromagnetic fields at freq. above 50 kHz | [8 empty] | 7-31.6¦luminous transmittance¦1 |  | 7-31.6¦luminous transmittance¦1 | 7-31.6¦luminous transmittance¦1
|  | EM/Field-10.3.1 Electric field strength |  | EM/Field-10.3.1 Electric field strength | [8 empty] | 7-32.1¦transmittance optical density, optical density, decadic absorbance¦1 |  | 7-32.1¦transmittance optical density, optical density, decadic absorbance¦1 | 7-32.1¦transmittance optical density, optical density, decadic absorbance¦1
|  | EM/Field-10.3.2 Magnetic field strength |  | EM/Field-10.3.2 Magnetic field strength | [8 empty] | 7-32.2¦Napierian absorbance¦1 |  | 7-32.2¦Napierian absorbance¦1 | 7-32.2¦Napierian absorbance¦1
|  | EM/Field-10.3.3 Power flux density |  | EM/Field-10.3.3 Power flux density | [8 empty] | 7-33.1¦radiance factor, (vs perfect diffuser) ¦1 |  | 7-33.1¦radiance factor, (vs perfect diffuser) ¦1 | 7-33.1¦radiance factor, (vs perfect diffuser) ¦1
|  | EM/Field-10.3.4 Magnetic flux density |  | EM/Field-10.3.4 Magnetic flux density | [8 empty] | 7-33.2¦luminance factor, spectral luminance factor ¦1 |  | 7-33.2¦luminance factor, spectral luminance factor ¦1 | 7-33.2¦luminance factor, spectral luminance factor ¦1
|  | EM/Field-10.3.5 Magnetic field strength per unit current |  | EM/Field-10.3.5 Magnetic field strength per unit current | [8 empty] | 7-34¦reflectance factor, (vs perfect diffuser)¦1 |  | 7-34¦reflectance factor, (vs perfect diffuser)¦1 | 7-34¦reflectance factor, (vs perfect diffuser)¦1
|  | EM/Field-10.3.6 Turn area (ratio of magnetic flux and magnetic flux density) |  | EM/Field-10.3.6 Turn area (ratio of magnetic flux and magnetic flux density) | [8 empty] | 7-35.1¦linear attenuation coefficient, linear extinction coefficient [radiometry]¦m-1 |  | 7-35.1¦linear attenuation coefficient, linear extinction coefficient [radiometry]¦m-1 | 7-35.1¦linear attenuation coefficient, linear extinction coefficient [radiometry]¦m-1
|  | EM/RF Radio frequency measurements |  | EM/RF Radio frequency measurements | [8 empty] | 7-35.2¦linear absorption coefficient [radiometry]¦m-1 |  | 7-35.2¦linear absorption coefficient [radiometry]¦m-1 | 7-35.2¦linear absorption coefficient [radiometry]¦m-1
|  | EM/RF-11 Radio frequency measurements |  | EM/RF-11 Radio frequency measurements | [8 empty] | 7-36.1¦mass attenuation coefficient [radiometry]¦kg-1.m2 |  | 7-36.1¦mass attenuation coefficient [radiometry]¦kg-1.m2 | 7-36.1¦mass attenuation coefficient [radiometry]¦kg-1.m2
|  | EM/RF-11.1 RF power |  | EM/RF-11.1 RF power | [8 empty] | 7-36.2¦mass absorption coefficient [radiometry]¦kg-1.m2 |  | 7-36.2¦mass absorption coefficient [radiometry]¦kg-1.m2 | 7-36.2¦mass absorption coefficient [radiometry]¦kg-1.m2
|  | EM/RF-11.1.1 Absolute power in coaxial line |  | EM/RF-11.1.1 Absolute power in coaxial line | [8 empty] | 7-37¦molar absorption coefficient [radiometry]¦m2.mol-1 |  | 7-37¦molar absorption coefficient [radiometry]¦m2.mol-1 | 7-37¦molar absorption coefficient [radiometry]¦m2.mol-1
|  | EM/RF-11.1.2 Absolute power in waveguide |  | EM/RF-11.1.2 Absolute power in waveguide | [8 empty] | 8-1¦frequency range, logarithmic¦1 |  | 8-1¦frequency range, logarithmic¦1 | 8-1¦frequency range, logarithmic¦1
|  | EM/RF-11.1.3 Calibration factor and effective efficiency in coaxial line |  | EM/RF-11.1.3 Calibration factor and effective efficiency in coaxial line | [8 empty] | 8-2.1¦static pressure¦Pa |  | 8-2.1¦static pressure¦Pa | 8-2.1¦static pressure¦Pa
|  | EM/RF-11.1.4 Calibration factor and effective efficiency in waveguide |  | EM/RF-11.1.4 Calibration factor and effective efficiency in waveguide | [8 empty] | 8-2.2¦sound pressure¦Pa |  | 8-2.2¦sound pressure¦Pa | 8-2.2¦sound pressure¦Pa
|  | EM/RF-11.1.5 Non-CW power (absolute or relative) |  | EM/RF-11.1.5 Non-CW power (absolute or relative) | [8 empty] | 8-3¦sound particle displacement¦m |  | 8-3¦sound particle displacement¦m | 8-3¦sound particle displacement¦m
|  | EM/RF-11.1.6 Power measurements in balanced lines |  | EM/RF-11.1.6 Power measurements in balanced lines | [8 empty] | 8-4¦sound particle velocity¦m.s-1 |  | 8-4¦sound particle velocity¦m.s-1 | 8-4¦sound particle velocity¦m.s-1
|  | EM/RF-11.2 Scalar RF reflection coef. and attenuation |  | EM/RF-11.2 Scalar RF reflection coef. and attenuation | [8 empty] | 8-5¦sound particle acceleration¦m.s-2 |  | 8-5¦sound particle acceleration¦m.s-2 | 8-5¦sound particle acceleration¦m.s-2
|  | EM/RF-11.2.1 Reflection coefficient in coaxial line (values in linear terms) |  | EM/RF-11.2.1 Reflection coefficient in coaxial line (values in linear terms) | [8 empty] | 8-6¦volume velocity, volume flow rate¦m3.s-1 |  | 8-6¦volume velocity, volume flow rate¦m3.s-1 | 8-6¦volume velocity, volume flow rate¦m3.s-1
|  | EM/RF-11.2.2 Reflection coefficient in waveguide (values in linear terms) |  | EM/RF-11.2.2 Reflection coefficient in waveguide (values in linear terms) | [8 empty] | 8-7¦sound energy density¦J.m-3 |  | 8-7¦sound energy density¦J.m-3 | 8-7¦sound energy density¦J.m-3
|  | EM/RF-11.2.3 Attenuation in coaxial line (values in dB) |  | EM/RF-11.2.3 Attenuation in coaxial line (values in dB) | [8 empty] | 8-8¦sound energy¦J |  | 8-8¦sound energy¦J | 8-8¦sound energy¦J
|  | EM/RF-11.2.4 Attenuation in waveguide (values in dB) |  | EM/RF-11.2.4 Attenuation in waveguide (values in dB) | [8 empty] | 8-9¦sound power¦W |  | 8-9¦sound power¦W | 8-9¦sound power¦W
|  | EM/RF-11.2.5 Directivity, effective source match |  | EM/RF-11.2.5 Directivity, effective source match | [8 empty] | 8-10¦sound intensity¦W.m-2 |  | 8-10¦sound intensity¦W.m-2 | 8-10¦sound intensity¦W.m-2
|  | EM/RF-11.2.6 Reflection and attenuation measurements in balanced lines |  | EM/RF-11.2.6 Reflection and attenuation measurements in balanced lines | [8 empty] | 8-11¦sound exposure¦Pa2.s |  | 8-11¦sound exposure¦Pa2.s | 8-11¦sound exposure¦Pa2.s
|  | EM/RF-11.3 Scattering parameters (vectors) |  | EM/RF-11.3 Scattering parameters (vectors) | [8 empty] | 8-12¦characteristic impedance for longitudinal waves¦Pa.s.m-1 |  | 8-12¦characteristic impedance for longitudinal waves¦Pa.s.m-1 | 8-12¦characteristic impedance for longitudinal waves¦Pa.s.m-1
|  | EM/RF-11.3.1 Reflection coefficient in coaxial line (real and imaginary) |  | EM/RF-11.3.1 Reflection coefficient in coaxial line (real and imaginary) | [8 empty] | 8-13¦acoustic impedance¦Pa.s.m-3 |  | 8-13¦acoustic impedance¦Pa.s.m-3 | 8-13¦acoustic impedance¦Pa.s.m-3
|  | EM/RF-11.3.2 Reflection coefficient in waveguide (real and imaginary) |  | EM/RF-11.3.2 Reflection coefficient in waveguide (real and imaginary) | [8 empty] | 8-14¦sound pressure level¦dB |  | 8-14¦sound pressure level¦dB | 8-14¦sound pressure level¦dB
|  | EM/RF-11.3.3 Transmission coefficient in coaxial line (real and imaginary) |  | EM/RF-11.3.3 Transmission coefficient in coaxial line (real and imaginary) | [8 empty] | 8-15¦sound power level¦dB |  | 8-15¦sound power level¦dB | 8-15¦sound power level¦dB
|  | EM/RF-11.3.4 Transmission coefficient in waveguide (real and imaginary) |  | EM/RF-11.3.4 Transmission coefficient in waveguide (real and imaginary) | [8 empty] | 8-16¦sound exposure level¦dB |  | 8-16¦sound exposure level¦dB | 8-16¦sound exposure level¦dB
|  | EM/RF-11.3.5 Directivity, effective source match |  | EM/RF-11.3.5 Directivity, effective source match | [8 empty] | 8-17¦reverberation time¦s |  | 8-17¦reverberation time¦s | 8-17¦reverberation time¦s
|  | EM/RF-11.3.6 Reflection coefficient for common mode systems |  | EM/RF-11.3.6 Reflection coefficient for common mode systems | [8 empty] | 9-1¦number of entities¦1 |  | 9-1¦number of entities¦1 | 9-1¦number of entities¦1
|  | EM/RF-11.3.7 Transmission coefficient for common mode systems |  | EM/RF-11.3.7 Transmission coefficient for common mode systems | [8 empty] | 9-2¦amount of substance, (DEPRECATED: number of moles)¦mol |  | 9-2¦amount of substance, (DEPRECATED: number of moles)¦mol | 9-2¦amount of substance, (DEPRECATED: number of moles)¦mol
|  | EM/RF-11.3.8 Reflection coefficient (Sii) in planar line systems |  | EM/RF-11.3.8 Reflection coefficient (Sii) in planar line systems | [8 empty] | 9-3¦relative atomic mass¦1 |  | 9-3¦relative atomic mass¦1 | 9-3¦relative atomic mass¦1
|  | EM/RF-11.3.9 Transmission coefficient (Sij) in planar line systems |  | EM/RF-11.3.9 Transmission coefficient (Sij) in planar line systems | [8 empty] | 9-4¦molar mass¦kg.mol-1 |  | 9-4¦molar mass¦kg.mol-1 | 9-4¦molar mass¦kg.mol-1
|  | EM/RF-11.4 Noise |  | EM/RF-11.4 Noise | [8 empty] | 9-5¦molar volume¦m3.mol-1 |  | 9-5¦molar volume¦m3.mol-1 | 9-5¦molar volume¦m3.mol-1
|  | EM/RF-11.4.1 Noise temperature or excess noise ratio in coaxial line |  | EM/RF-11.4.1 Noise temperature or excess noise ratio in coaxial line | [8 empty] | 9-6.1¦molar internal energy¦J.mol-1 |  | 9-6.1¦molar internal energy¦J.mol-1 | 9-6.1¦molar internal energy¦J.mol-1
|  | EM/RF-11.4.2 Noise temperature or excess noise ratio in waveguide |  | EM/RF-11.4.2 Noise temperature or excess noise ratio in waveguide | [8 empty] | 9-6.2¦molar enthalpy¦J.mol-1 |  | 9-6.2¦molar enthalpy¦J.mol-1 | 9-6.2¦molar enthalpy¦J.mol-1
|  | EM/RF-11.4.3 Amplifier noise parameters |  | EM/RF-11.4.3 Amplifier noise parameters | [8 empty] | 9-6.3¦molar Helmholtz energy¦J.mol-1 |  | 9-6.3¦molar Helmholtz energy¦J.mol-1 | 9-6.3¦molar Helmholtz energy¦J.mol-1
|  | EM/RF-11.4.4 Phase noise |  | EM/RF-11.4.4 Phase noise | [8 empty] | 9-6.4¦molar Gibbs energy¦J.mol-1 |  | 9-6.4¦molar Gibbs energy¦J.mol-1 | 9-6.4¦molar Gibbs energy¦J.mol-1
|  | EM/RF-11.4.5 Radio brightness temperature, spectral radiance in free space |  | EM/RF-11.4.5 Radio brightness temperature, spectral radiance in free space | [8 empty] | 9-7¦molar heat capacity¦J.mol-1.K-1 |  | 9-7¦molar heat capacity¦J.mol-1.K-1 | 9-7¦molar heat capacity¦J.mol-1.K-1
|  | EM/RF-11.5 Antenna properties |  | EM/RF-11.5 Antenna properties | [8 empty] | 9-8¦molar entropy¦J.mol-1.K-1 |  | 9-8¦molar entropy¦J.mol-1.K-1 | 9-8¦molar entropy¦J.mol-1.K-1
|  | EM/RF-11.5.1 Antenna factor |  | EM/RF-11.5.1 Antenna factor | [8 empty] | 9-9.1¦particle concentration¦m-3 |  | 9-9.1¦particle concentration¦m-3 | 9-9.1¦particle concentration¦m-3
|  | EM/RF-11.5.2 Antenna gain |  | EM/RF-11.5.2 Antenna gain | [8 empty] | 9-9.2¦molecular concentration¦m-3 |  | 9-9.2¦molecular concentration¦m-3 | 9-9.2¦molecular concentration¦m-3
|  | EM/RF-11.5.3 Other properties (pattern, beam width, . . .) |  | EM/RF-11.5.3 Other properties (pattern, beam width, . . .) | [8 empty] | 9-10¦mass concentration¦kg.m-3 |  | 9-10¦mass concentration¦kg.m-3 | 9-10¦mass concentration¦kg.m-3
|  | EM/RF-11.6 Signal and pulse characteristics |  | EM/RF-11.6 Signal and pulse characteristics | [8 empty] | 9-11¦mass fraction¦1 |  | 9-11¦mass fraction¦1 | 9-11¦mass fraction¦1
|  | EM/RF-11.6.1 Pulse amplitude |  | EM/RF-11.6.1 Pulse amplitude | [8 empty] | 9-12.1¦amount-of-substance concentration¦mol.m-3 |  | 9-12.1¦amount-of-substance concentration¦mol.m-3 | 9-12.1¦amount-of-substance concentration¦mol.m-3
|  | EM/RF-11.6.2 Pulse time parameters |  | EM/RF-11.6.2 Pulse time parameters | [8 empty] | 9-12.2¦standard amount-of-substance concentration¦mol.m-3 |  | 9-12.2¦standard amount-of-substance concentration¦mol.m-3 | 9-12.2¦standard amount-of-substance concentration¦mol.m-3
|  | EM/RF-11.6.3 Modulation, AM and FM |  | EM/RF-11.6.3 Modulation, AM and FM | [8 empty] | 9-13¦amount-of-substance fraction¦1 |  | 9-13¦amount-of-substance fraction¦1 | 9-13¦amount-of-substance fraction¦1
|  | EM/RF-11.6.4 Distorsion and harmonic content |  | EM/RF-11.6.4 Distorsion and harmonic content | [8 empty] | 9-14¦volume fraction¦1 |  | 9-14¦volume fraction¦1 | 9-14¦volume fraction¦1
|  | EM/RF-11.7 RF voltage and current |  | EM/RF-11.7 RF voltage and current | [8 empty] | 9-15¦molality¦mol.kg-1 |  | 9-15¦molality¦mol.kg-1 | 9-15¦molality¦mol.kg-1
|  | EM/RF-11.7.1 RF-DC difference |  | EM/RF-11.7.1 RF-DC difference | [8 empty] | 9-16¦latent heat of phase transition, enthalpy of phase transition¦J |  | 9-16¦latent heat of phase transition, enthalpy of phase transition¦J | 9-16¦latent heat of phase transition, enthalpy of phase transition¦J
|  | EM/RF-11.7.2 RF voltage sources |  | EM/RF-11.7.2 RF voltage sources | [8 empty] | 9-17¦chemical potential [chemistry]¦J.mol-1 |  | 9-17¦chemical potential [chemistry]¦J.mol-1 | 9-17¦chemical potential [chemistry]¦J.mol-1
|  | EM/RF-11.7.3 RF voltage meters |  | EM/RF-11.7.3 RF voltage meters | [8 empty] | 9-18¦absolute activity¦1 |  | 9-18¦absolute activity¦1 | 9-18¦absolute activity¦1
|  | EM/RF-11.7.4 RF current |  | EM/RF-11.7.4 RF current | [8 empty] | 9-19¦partial pressure¦Pa |  | 9-19¦partial pressure¦Pa | 9-19¦partial pressure¦Pa
|  | EM/RF-11.7.5 RF transfer impedance |  | EM/RF-11.7.5 RF transfer impedance | [8 empty] | 9-20¦fugacity¦Pa |  | 9-20¦fugacity¦Pa | 9-20¦fugacity¦Pa
|  | EM/RF-11.7.6 RF voltage division factor |  | EM/RF-11.7.6 RF voltage division factor | [8 empty] | 9-21¦standard chemical potential¦J.mol-1 |  | 9-21¦standard chemical potential¦J.mol-1 | 9-21¦standard chemical potential¦J.mol-1
|  | EM/RF-11.7.7 RF coupling factor |  | EM/RF-11.7.7 RF coupling factor | [8 empty] | 9-22¦activity factor¦1 |  | 9-22¦activity factor¦1 | 9-22¦activity factor¦1
|  | EM/RF-11.7.8 Flatness of RF voltage sources |  | EM/RF-11.7.8 Flatness of RF voltage sources | [8 empty] | 9-23¦standard absolute activity (in a mixture)¦1 |  | 9-23¦standard absolute activity (in a mixture)¦1 | 9-23¦standard absolute activity (in a mixture)¦1
|  | EM/RF-11.7.9 Flatness of RF voltage meters |  | EM/RF-11.7.9 Flatness of RF voltage meters | [8 empty] | 9-24¦activity of solute, relative activity of solute¦1 |  | 9-24¦activity of solute, relative activity of solute¦1 | 9-24¦activity of solute, relative activity of solute¦1
|  | EM/RF-11.8 Lumped impedance - admittance |  | EM/RF-11.8 Lumped impedance - admittance | [8 empty] | 9-25¦activity coefficient¦1 |  | 9-25¦activity coefficient¦1 | 9-25¦activity coefficient¦1
|  | EM/RF-11.8.1 Resistance or conductance |  | EM/RF-11.8.1 Resistance or conductance | [8 empty] | 9-26¦standard absolute activity (in a solution)¦1 |  | 9-26¦standard absolute activity (in a solution)¦1 | 9-26¦standard absolute activity (in a solution)¦1
|  | EM/RF-11.8.2 Inductance |  | EM/RF-11.8.2 Inductance | [8 empty] | 9-27.1¦activity of solvent, relative activity of solvent¦1 |  | 9-27.1¦activity of solvent, relative activity of solvent¦1 | 9-27.1¦activity of solvent, relative activity of solvent¦1
|  | EM/RF-11.8.3 Capacitance |  | EM/RF-11.8.3 Capacitance | [8 empty] | 9-27.2¦osmotic factor of solvent, osmotic coefficient of solvent A¦- |  | 9-27.2¦osmotic factor of solvent, osmotic coefficient of solvent A¦- | 9-27.2¦osmotic factor of solvent, osmotic coefficient of solvent A¦-
|  | EM/RF-11.8.4 Quality factor |  | EM/RF-11.8.4 Quality factor | [8 empty] | 9-27.3¦standard absolute activity of solvent (in a dilute solution)¦- |  | 9-27.3¦standard absolute activity of solvent (in a dilute solution)¦- | 9-27.3¦standard absolute activity of solvent (in a dilute solution)¦-
|  | EM/RF-11.9 RF characteristic impedance |  | EM/RF-11.9 RF characteristic impedance | [8 empty] | 9-28¦osmotic pressure¦Pa |  | 9-28¦osmotic pressure¦Pa | 9-28¦osmotic pressure¦Pa
|  | EM/RF-11.9.1 Mechanical dimensions |  | EM/RF-11.9.1 Mechanical dimensions | [8 empty] | 9-29¦stoichiometric number of substance¦1 |  | 9-29¦stoichiometric number of substance¦1 | 9-29¦stoichiometric number of substance¦1
|  | EM/RF-11.9.2 Electrical parameters |  | EM/RF-11.9.2 Electrical parameters | [8 empty] | 9-30¦affinity of a chemical reaction¦J.mol-1 |  | 9-30¦affinity of a chemical reaction¦J.mol-1 | 9-30¦affinity of a chemical reaction¦J.mol-1
|  | EM/Mater Materials |  | EM/Mater Materials | [8 empty] | 9-31¦extent of reaction¦mol |  | 9-31¦extent of reaction¦mol | 9-31¦extent of reaction¦mol
|  | EM/Mater-12 Measurements on materials |  | EM/Mater-12 Measurements on materials | [8 empty] | 9-32¦standard equilibrium constant, thermodynamic equilibrium constant¦1 |  | 9-32¦standard equilibrium constant, thermodynamic equilibrium constant¦1 | 9-32¦standard equilibrium constant, thermodynamic equilibrium constant¦1
|  | EM/Mater-12.1 Electrical conductivity |  | EM/Mater-12.1 Electrical conductivity | [8 empty] | 9-33¦equilibrium constant (pressure basis)¦- |  | 9-33¦equilibrium constant (pressure basis)¦- | 9-33¦equilibrium constant (pressure basis)¦-
|  | EM/Mater-12.1.1 Metallic materials |  | EM/Mater-12.1.1 Metallic materials | [8 empty] | 9-34¦equilibrium constant (concentration basis)¦- |  | 9-34¦equilibrium constant (concentration basis)¦- | 9-34¦equilibrium constant (concentration basis)¦-
|  | EM/Mater-12.1.2 Liquids |  | EM/Mater-12.1.2 Liquids | [8 empty] | 9-35.1¦microcanonical partition function¦1 |  | 9-35.1¦microcanonical partition function¦1 | 9-35.1¦microcanonical partition function¦1
|  | EM/Mater-12.1.3 Semiconducting and similar materials |  | EM/Mater-12.1.3 Semiconducting and similar materials | [8 empty] | 9-35.2¦canonical partition function¦1 |  | 9-35.2¦canonical partition function¦1 | 9-35.2¦canonical partition function¦1
|  | EM/Mater-12.2 Dielectric properties |  | EM/Mater-12.2 Dielectric properties | [8 empty] | 9-35.3¦grand canonical partition function, grand partition function¦1 |  | 9-35.3¦grand canonical partition function, grand partition function¦1 | 9-35.3¦grand canonical partition function, grand partition function¦1
|  | EM/Mater-12.2.1 Relative permittivity: real and - or imaginary part |  | EM/Mater-12.2.1 Relative permittivity: real and - or imaginary part | [8 empty] | 9-35.4¦molecular partition function, partition function of a molecule¦1 |  | 9-35.4¦molecular partition function, partition function of a molecule¦1 | 9-35.4¦molecular partition function, partition function of a molecule¦1
|  | EM/Mater-12.2.2 Dielectric loss tangent |  | EM/Mater-12.2.2 Dielectric loss tangent | [8 empty] | 9-36.1¦statistical weight of subsystem¦1 |  | 9-36.1¦statistical weight of subsystem¦1 | 9-36.1¦statistical weight of subsystem¦1
|  | EM/Mater-12.3 Soft magnetic sheet and powder materials |  | EM/Mater-12.3 Soft magnetic sheet and powder materials | [8 empty] | 9-36.2¦degeneracy, multiplicity¦1 |  | 9-36.2¦degeneracy, multiplicity¦1 | 9-36.2¦degeneracy, multiplicity¦1
|  | EM/Mater-12.3.1 Specific total power loss |  | EM/Mater-12.3.1 Specific total power loss | [8 empty] | 9-37.1¦molar gas constant¦J.mol-1.K-1 |  | 9-37.1¦molar gas constant¦J.mol-1.K-1 | 9-37.1¦molar gas constant¦J.mol-1.K-1
|  | EM/Mater-12.3.2 Peak value of DC magnetic polarisation |  | EM/Mater-12.3.2 Peak value of DC magnetic polarisation | [8 empty] | 9-37.2¦specific gas constant¦J.kg-1.K-1 |  | 9-37.2¦specific gas constant¦J.kg-1.K-1 | 9-37.2¦specific gas constant¦J.kg-1.K-1
|  | EM/Mater-12.3.3 Peak value of AC magnetic polarisation |  | EM/Mater-12.3.3 Peak value of AC magnetic polarisation | [8 empty] | 9-38¦mean free path [chemistry]¦m |  | 9-38¦mean free path [chemistry]¦m | 9-38¦mean free path [chemistry]¦m
|  | EM/Mater-12.3.4 Peak value of magnetic field strength |  | EM/Mater-12.3.4 Peak value of magnetic field strength | [8 empty] | 9-39¦diffusion coefficient [chemistry]¦m2.s-1 |  | 9-39¦diffusion coefficient [chemistry]¦m2.s-1 | 9-39¦diffusion coefficient [chemistry]¦m2.s-1
|  | EM/Mater-12.3.5 RMS value of magnetic field strength |  | EM/Mater-12.3.5 RMS value of magnetic field strength | [8 empty] | 9-40.1¦thermal diffusion ratio¦1 |  | 9-40.1¦thermal diffusion ratio¦1 | 9-40.1¦thermal diffusion ratio¦1
|  | EM/Mater-12.3.6 Specific apparent power |  | EM/Mater-12.3.6 Specific apparent power | [8 empty] | 9-40.2¦thermal diffusion factor¦1 |  | 9-40.2¦thermal diffusion factor¦1 | 9-40.2¦thermal diffusion factor¦1
|  | EM/Mater-12.3.7 Relative peak permeability |  | EM/Mater-12.3.7 Relative peak permeability | [8 empty] | 9-41¦thermal diffusion coefficient¦m2.s-1 |  | 9-41¦thermal diffusion coefficient¦m2.s-1 | 9-41¦thermal diffusion coefficient¦m2.s-1
|  | EM/Mater-12.3.8 Complex relative permeability |  | EM/Mater-12.3.8 Complex relative permeability | [8 empty] | 9-42¦ionic strength¦mol.kg-1 |  | 9-42¦ionic strength¦mol.kg-1 | 9-42¦ionic strength¦mol.kg-1
|  | EM/Mater-12.3.9 Density |  | EM/Mater-12.3.9 Density | [8 empty] | 9-43¦degree of dissociation, dissociation fraction¦1 |  | 9-43¦degree of dissociation, dissociation fraction¦1 | 9-43¦degree of dissociation, dissociation fraction¦1
|  | EM/Mater-12.3.10 Resistivity |  | EM/Mater-12.3.10 Resistivity | [8 empty] | 9-44¦electrolytic conductivity¦S.m-1 |  | 9-44¦electrolytic conductivity¦S.m-1 | 9-44¦electrolytic conductivity¦S.m-1
|  | EM/Mater-12.4 Soft magnetic bulk material |  | EM/Mater-12.4 Soft magnetic bulk material | [8 empty] | 9-45¦molar conductivity ¦S.m2.mol-1 |  | 9-45¦molar conductivity ¦S.m2.mol-1 | 9-45¦molar conductivity ¦S.m2.mol-1
|  | EM/Mater-12.4.1 Magnetic polarisation |  | EM/Mater-12.4.1 Magnetic polarisation | [8 empty] | 9-46¦transport number of the ion B, current fraction of the ion B¦1 |  | 9-46¦transport number of the ion B, current fraction of the ion B¦1 | 9-46¦transport number of the ion B, current fraction of the ion B¦1
|  | EM/Mater-12.4.2 Magnetic field strength |  | EM/Mater-12.4.2 Magnetic field strength | [8 empty] | 9-47¦angle of optical rotation¦rad |  | 9-47¦angle of optical rotation¦rad | 9-47¦angle of optical rotation¦rad
|  | EM/Mater-12.4.3 Remanent magnetic flux density |  | EM/Mater-12.4.3 Remanent magnetic flux density | [8 empty] | 9-48¦molar optical rotary power¦rad.m2.mol-1 |  | 9-48¦molar optical rotary power¦rad.m2.mol-1 | 9-48¦molar optical rotary power¦rad.m2.mol-1
|  | EM/Mater-12.4.4 Coercive magnetic field strength |  | EM/Mater-12.4.4 Coercive magnetic field strength | [8 empty] | 9-49¦specific optical rotary power¦rad.m2.kg-1 |  | 9-49¦specific optical rotary power¦rad.m2.kg-1 | 9-49¦specific optical rotary power¦rad.m2.kg-1
|  | EM/Mater-12.4.5 Magnetic saturation polarisation |  | EM/Mater-12.4.5 Magnetic saturation polarisation | [8 empty] | 10-1.1¦atomic number, proton number¦1 |  | 10-1.1¦atomic number, proton number¦1 | 10-1.1¦atomic number, proton number¦1
|  | EM/Mater-12.4.6 Relative permeability |  | EM/Mater-12.4.6 Relative permeability | [8 empty] | 10-1.2¦neutron number¦1 |  | 10-1.2¦neutron number¦1 | 10-1.2¦neutron number¦1
|  | EM/Mater-12.5 Feebly magnetic, paramagnetic and diamagnetic material |  | EM/Mater-12.5 Feebly magnetic, paramagnetic and diamagnetic material | [8 empty] | 10-1.3¦nucleon number, mass number¦1 |  | 10-1.3¦nucleon number, mass number¦1 | 10-1.3¦nucleon number, mass number¦1
|  | EM/Mater-12.5.1 DC magnetic susceptibility or relative magnetic permeability |  | EM/Mater-12.5.1 DC magnetic susceptibility or relative magnetic permeability | [8 empty] | 10-2¦rest mass, proper mass¦kg |  | 10-2¦rest mass, proper mass¦kg | 10-2¦rest mass, proper mass¦kg
|  | EM/Mater-12.6 Hard magnetic material |  | EM/Mater-12.6 Hard magnetic material | [8 empty] | 10-3¦rest energy¦J |  | 10-3¦rest energy¦J | 10-3¦rest energy¦J
|  | EM/Mater-12.6.1 Remanent magnetic flux density |  | EM/Mater-12.6.1 Remanent magnetic flux density | [8 empty] | 10-4.1¦atomic mass¦kg |  | 10-4.1¦atomic mass¦kg | 10-4.1¦atomic mass¦kg
|  | EM/Mater-12.6.2 Coercive field strength |  | EM/Mater-12.6.2 Coercive field strength | [8 empty] | 10-4.2¦nuclidic mass¦kg |  | 10-4.2¦nuclidic mass¦kg | 10-4.2¦nuclidic mass¦kg
|  | EM/Mater-12.6.3 Maximum energy product |  | EM/Mater-12.6.3 Maximum energy product | [8 empty] | 10-4.3¦unified atomic mass constant¦kg |  | 10-4.3¦unified atomic mass constant¦kg | 10-4.3¦unified atomic mass constant¦kg
|  | EM/Mater-12.6.4 Magnetic moment |  | EM/Mater-12.6.4 Magnetic moment | [8 empty] | 10-5.1¦elementary charge¦C |  | 10-5.1¦elementary charge¦C | 10-5.1¦elementary charge¦C
|  | EM/Mater-12.6.5 Magnetic flux density |  | EM/Mater-12.6.5 Magnetic flux density | [8 empty] | 10-5.2¦charge number, ionization number¦1 |  | 10-5.2¦charge number, ionization number¦1 | 10-5.2¦charge number, ionization number¦1
|  | EM/Mater-12.6.6 Magnetic polarisation |  | EM/Mater-12.6.6 Magnetic polarisation | [8 empty] | 10-6¦Bohr radius¦m |  | 10-6¦Bohr radius¦m | 10-6¦Bohr radius¦m
|  | EM/Mater-12.6.7 Relative recoil permeability |  | EM/Mater-12.6.7 Relative recoil permeability | [8 empty] | 10-7¦Rydberg constant¦m-1 |  | 10-7¦Rydberg constant¦m-1 | 10-7¦Rydberg constant¦m-1
|  | EM/Mater-12.7 Magnetic data storage media |  | EM/Mater-12.7 Magnetic data storage media | [8 empty] | 10-8¦Hartree energy¦J |  | 10-8¦Hartree energy¦J | 10-8¦Hartree energy¦J
|  | EM/Mater-12.7.1 Signal amplitude of magnetic stripes |  | EM/Mater-12.7.1 Signal amplitude of magnetic stripes | [8 empty] | 10-9.1¦magnetic dipole moment [atomic physics]¦m2.A |  | 10-9.1¦magnetic dipole moment [atomic physics]¦m2.A | 10-9.1¦magnetic dipole moment [atomic physics]¦m2.A
|  | EM/Mater-12.7.2 Surface profile of magnetic stripes |  | EM/Mater-12.7.2 Surface profile of magnetic stripes | [8 empty] | 10-9.2¦Bohr magneton¦m2.A |  | 10-9.2¦Bohr magneton¦m2.A | 10-9.2¦Bohr magneton¦m2.A
|  | EM/Mater-12.7.3 Reference field of diskettes |  | EM/Mater-12.7.3 Reference field of diskettes | [8 empty] | 10-9.3¦nuclear magneton¦m2.A |  | 10-9.3¦nuclear magneton¦m2.A | 10-9.3¦nuclear magneton¦m2.A
|  | EM/Mater-12.7.4 Signal amplitude of diskettes |  | EM/Mater-12.7.4 Signal amplitude of diskettes | [8 empty] | 10-10¦spin¦kg.m2.s-1 |  | 10-10¦spin¦kg.m2.s-1 | 10-10¦spin¦kg.m2.s-1
|  | EM/Mater-12.7.5 Resolution of diskettes |  | EM/Mater-12.7.5 Resolution of diskettes | [8 empty] | 10-11¦total angular momentum¦J.s |  | 10-11¦total angular momentum¦J.s | 10-11¦total angular momentum¦J.s
|  | EM/Mater-12.7.6 Peak shift of diskettes |  | EM/Mater-12.7.6 Peak shift of diskettes | [8 empty] | 10-12.1¦gyromagnetic ratio, magnetogyric ratio, gyromagnetic coefficient¦T-1.s-1 |  | 10-12.1¦gyromagnetic ratio, magnetogyric ratio, gyromagnetic coefficient¦T-1.s-1 | 10-12.1¦gyromagnetic ratio, magnetogyric ratio, gyromagnetic coefficient¦T-1.s-1
|  | EM/Mater-12.7.7 Overwrite of diskettes |  | EM/Mater-12.7.7 Overwrite of diskettes | [8 empty] | 10-12.2¦gyromagnetic ratio (coefficient) of the electron, magnetogyric ratio of the electron¦T-1.s-1 |  | 10-12.2¦gyromagnetic ratio (coefficient) of the electron, magnetogyric ratio of the electron¦T-1.s-1 | 10-12.2¦gyromagnetic ratio (coefficient) of the electron, magnetogyric ratio of the electron¦T-1.s-1
|  | EM/Mater-12.7.8 Video and audio tapes |  | EM/Mater-12.7.8 Video and audio tapes | [8 empty] | 10-13.1¦quantum number¦1 |  | 10-13.1¦quantum number¦1 | 10-13.1¦quantum number¦1
|  | M/Mass Mass |  | M/Mass Mass | [8 empty] | 10-13.2¦principal quantum number¦1 |  | 10-13.2¦principal quantum number¦1 | 10-13.2¦principal quantum number¦1
|  | M/Mass-1 Mass |  | M/Mass-1 Mass | [8 empty] | 10-13.3¦orbital angular momentum quantum number¦1 |  | 10-13.3¦orbital angular momentum quantum number¦1 | 10-13.3¦orbital angular momentum quantum number¦1
|  | M/Mass-1.1 Mass standard |  | M/Mass-1.1 Mass standard | [8 empty] | 10-13.4¦magnetic quantum number¦1 |  | 10-13.4¦magnetic quantum number¦1 | 10-13.4¦magnetic quantum number¦1
|  | M/Mass-1.1.1 Mass standard |  | M/Mass-1.1.1 Mass standard | [8 empty] | 10-13.5¦spin quantum number¦1 |  | 10-13.5¦spin quantum number¦1 | 10-13.5¦spin quantum number¦1
|  | M/Dens Density |  | M/Dens Density | [8 empty] | 10-13.6¦total angular momentum quantum number¦1 |  | 10-13.6¦total angular momentum quantum number¦1 | 10-13.6¦total angular momentum quantum number¦1
|  | M/Dens-2 Density |  | M/Dens-2 Density | [8 empty] | 10-13.7¦nuclear spin quantum number¦1 |  | 10-13.7¦nuclear spin quantum number¦1 | 10-13.7¦nuclear spin quantum number¦1
|  | M/Dens-2.1 Density of solid |  | M/Dens-2.1 Density of solid | [8 empty] | 10-13.8¦hyperfine structure quantum number¦1 |  | 10-13.8¦hyperfine structure quantum number¦1 | 10-13.8¦hyperfine structure quantum number¦1
|  | M/Dens-2.1.1 Density of solid |  | M/Dens-2.1.1 Density of solid | [8 empty] | 10-14.1¦Landé factor, g factor of atom¦1 |  | 10-14.1¦Landé factor, g factor of atom¦1 | 10-14.1¦Landé factor, g factor of atom¦1
|  | M/Dens-2.1.2 Volume of solid |  | M/Dens-2.1.2 Volume of solid | [8 empty] | 10-14.2¦g factor of nucleus or nuclear particle¦1 |  | 10-14.2¦g factor of nucleus or nuclear particle¦1 | 10-14.2¦g factor of nucleus or nuclear particle¦1
|  | M/Dens-2.2 Density of liquid |  | M/Dens-2.2 Density of liquid | [8 empty] | 10-15.1¦Larmor angular frequency¦rad.s-1 |  | 10-15.1¦Larmor angular frequency¦rad.s-1 | 10-15.1¦Larmor angular frequency¦rad.s-1
|  | M/Dens-2.2.1 Density measuring device |  | M/Dens-2.2.1 Density measuring device | [8 empty] | 10-15.2¦Lamor frequency¦s-1 |  | 10-15.2¦Lamor frequency¦s-1 | 10-15.2¦Lamor frequency¦s-1
|  | M/Dens-2.2.2 Density of liquid |  | M/Dens-2.2.2 Density of liquid | [8 empty] | 10-15.3¦nuclear precession angular frequency¦rad.s-1 |  | 10-15.3¦nuclear precession angular frequency¦rad.s-1 | 10-15.3¦nuclear precession angular frequency¦rad.s-1
|  | M/Dens-2.3 Refractive index of liquid |  | M/Dens-2.3 Refractive index of liquid | [8 empty] | 10-16¦cyclotron angular frequency¦rad.s-1 |  | 10-16¦cyclotron angular frequency¦rad.s-1 | 10-16¦cyclotron angular frequency¦rad.s-1
|  | M/Dens-2.3.3 Refractive indix of liquid |  | M/Dens-2.3.3 Refractive indix of liquid | [8 empty] | 10-17¦gyroradius, Larmor radius¦m |  | 10-17¦gyroradius, Larmor radius¦m | 10-17¦gyroradius, Larmor radius¦m
|  | M/Pres Pressure |  | M/Pres Pressure | [8 empty] | 10-18¦nuclear quadrupole moment¦m2 |  | 10-18¦nuclear quadrupole moment¦m2 | 10-18¦nuclear quadrupole moment¦m2
|  | M/Pres-3 Pressure |  | M/Pres-3 Pressure | [8 empty] | 10-19.1¦nuclear radius¦m |  | 10-19.1¦nuclear radius¦m | 10-19.1¦nuclear radius¦m
|  | M/Pres-3.1 Absolute pressure |  | M/Pres-3.1 Absolute pressure | [8 empty] | 10-19.2¦electron radius¦m |  | 10-19.2¦electron radius¦m | 10-19.2¦electron radius¦m
|  | M/Pres-3.1.1 Gas medium |  | M/Pres-3.1.1 Gas medium | [8 empty] | 10-20¦Compton wavelength¦m |  | 10-20¦Compton wavelength¦m | 10-20¦Compton wavelength¦m
|  | M/Pres-3.1.2 Liquid medium |  | M/Pres-3.1.2 Liquid medium | [8 empty] | 10-21.1¦mass excess¦kg |  | 10-21.1¦mass excess¦kg | 10-21.1¦mass excess¦kg
|  | M/Pres-3.2 Gauge pressure |  | M/Pres-3.2 Gauge pressure | [8 empty] | 10-21.2¦mass defect¦kg |  | 10-21.2¦mass defect¦kg | 10-21.2¦mass defect¦kg
|  | M/Pres-3.2.1 Gas medium |  | M/Pres-3.2.1 Gas medium | [8 empty] | 10-22.1¦relative mass excess¦1 |  | 10-22.1¦relative mass excess¦1 | 10-22.1¦relative mass excess¦1
|  | M/Pres-3.2.2 Liquid medium |  | M/Pres-3.2.2 Liquid medium | [8 empty] | 10-22.2¦relative mass defect¦1 |  | 10-22.2¦relative mass defect¦1 | 10-22.2¦relative mass defect¦1
|  | M/Pres-3.3 Differential pressure |  | M/Pres-3.3 Differential pressure | [8 empty] | 10-23.1¦packing fraction¦1 |  | 10-23.1¦packing fraction¦1 | 10-23.1¦packing fraction¦1
|  | M/Pres-3.3.1 Gas medium |  | M/Pres-3.3.1 Gas medium | [8 empty] | 10-23.2¦binding fraction¦1 |  | 10-23.2¦binding fraction¦1 | 10-23.2¦binding fraction¦1
|  | M/Pres-3.3.2 Liquid medium |  | M/Pres-3.3.2 Liquid medium | [8 empty] | 10-24¦decay constant, disintegration constant¦s-1 |  | 10-24¦decay constant, disintegration constant¦s-1 | 10-24¦decay constant, disintegration constant¦s-1
|  | M/Pres-3.4 Dynamic pressure |  | M/Pres-3.4 Dynamic pressure | [8 empty] | 10-25¦mean duration of life, mean life time [atomic and nuclear physics]¦s |  | 10-25¦mean duration of life, mean life time [atomic and nuclear physics]¦s | 10-25¦mean duration of life, mean life time [atomic and nuclear physics]¦s
|  | M/Pres-3.4.1 Gas medium |  | M/Pres-3.4.1 Gas medium | [8 empty] | 10-26¦level width¦J |  | 10-26¦level width¦J | 10-26¦level width¦J
|  | M/Pres-3.4.2 Liquid medium |  | M/Pres-3.4.2 Liquid medium | [8 empty] | 10-27¦activity¦Bq |  | 10-27¦activity¦Bq | 10-27¦activity¦Bq
|  | M/Force Force |  | M/Force Force | [8 empty] | 10-28¦specific activity, massic activity¦Bq.kg-1 |  | 10-28¦specific activity, massic activity¦Bq.kg-1 | 10-28¦specific activity, massic activity¦Bq.kg-1
|  | M/Force-4 Force |  | M/Force-4 Force | [8 empty] | 10-29¦activity density, volumic activity, activity concentration¦Bq.m-3 |  | 10-29¦activity density, volumic activity, activity concentration¦Bq.m-3 | 10-29¦activity density, volumic activity, activity concentration¦Bq.m-3
|  | M/Force-4.1 Tension |  | M/Force-4.1 Tension | [8 empty] | 10-30¦surface-activity density¦Bq.m-2 |  | 10-30¦surface-activity density¦Bq.m-2 | 10-30¦surface-activity density¦Bq.m-2
|  | M/Force-4.1.1 Tension |  | M/Force-4.1.1 Tension | [8 empty] | 10-31¦half life¦s |  | 10-31¦half life¦s | 10-31¦half life¦s
|  | M/Force-4.2 Compression |  | M/Force-4.2 Compression | [8 empty] | 10-32¦alpha disintegration energy¦J |  | 10-32¦alpha disintegration energy¦J | 10-32¦alpha disintegration energy¦J
|  | M/Force-4.2.1 Compression |  | M/Force-4.2.1 Compression | [8 empty] | 10-33¦maximum beta-particle energy¦J |  | 10-33¦maximum beta-particle energy¦J | 10-33¦maximum beta-particle energy¦J
|  | M/Force-4.3 Tension and compression |  | M/Force-4.3 Tension and compression | [8 empty] | 10-34¦beta disintegration energy¦J |  | 10-34¦beta disintegration energy¦J | 10-34¦beta disintegration energy¦J
|  | M/Force-4.3.1 Tension and compression |  | M/Force-4.3.1 Tension and compression | [8 empty] | 10-35¦internal conversion factor¦1 |  | 10-35¦internal conversion factor¦1 | 10-35¦internal conversion factor¦1
|  | M/Tor Torque |  | M/Tor Torque | [8 empty] | 10-36¦particle emission rate¦1 |  | 10-36¦particle emission rate¦1 | 10-36¦particle emission rate¦1
|  | M/Tor-5 Torque |  | M/Tor-5 Torque | [8 empty] | 10-37.1¦reaction energy¦J |  | 10-37.1¦reaction energy¦J | 10-37.1¦reaction energy¦J
|  | M/Tor-5.1 Torque |  | M/Tor-5.1 Torque | [8 empty] | 10-37.2¦resonance energy¦J |  | 10-37.2¦resonance energy¦J | 10-37.2¦resonance energy¦J
|  | M/Tor-5.1.1 Torque |  | M/Tor-5.1.1 Torque | [8 empty] | 10-38.1¦cross section [atomic physics]¦m2 |  | 10-38.1¦cross section [atomic physics]¦m2 | 10-38.1¦cross section [atomic physics]¦m2
|  | M/Vis Viscosity |  | M/Vis Viscosity | [8 empty] | 10-38.2¦total cross section [atomic physics]¦m2 |  | 10-38.2¦total cross section [atomic physics]¦m2 | 10-38.2¦total cross section [atomic physics]¦m2
|  | M/Vis-6 Viscosity |  | M/Vis-6 Viscosity | [8 empty] | 10-39¦direction distribution of cross section [atomic physics]¦m2.sr-1 |  | 10-39¦direction distribution of cross section [atomic physics]¦m2.sr-1 | 10-39¦direction distribution of cross section [atomic physics]¦m2.sr-1
|  | M/Vis-6.1 Certified Newtonian reference liquids |  | M/Vis-6.1 Certified Newtonian reference liquids | [8 empty] | 10-40¦energy distribution of cross section [atomic physics]¦m2.J |  | 10-40¦energy distribution of cross section [atomic physics]¦m2.J | 10-40¦energy distribution of cross section [atomic physics]¦m2.J
|  | M/Vis-6.1.1 Certified Newtonian reference liquids |  | M/Vis-6.1.1 Certified Newtonian reference liquids | [8 empty] | 10-41¦direction and energy distribution of cross section [atomic physics]¦m2.J-1.sr-1 |  | 10-41¦direction and energy distribution of cross section [atomic physics]¦m2.J-1.sr-1 | 10-41¦direction and energy distribution of cross section [atomic physics]¦m2.J-1.sr-1
|  | M/Vis-6.2 Capillary viscometers |  | M/Vis-6.2 Capillary viscometers | [8 empty] | 10-42.1¦volumic cross section, macroscopic cross section [atomic physics]¦m-1 |  | 10-42.1¦volumic cross section, macroscopic cross section [atomic physics]¦m-1 | 10-42.1¦volumic cross section, macroscopic cross section [atomic physics]¦m-1
|  | M/Vis-6.2.1 Capillary viscometers |  | M/Vis-6.2.1 Capillary viscometers | [8 empty] | 10-42.2¦volumic total cross section, macroscopic total cross section [atomic physics]¦m-1 |  | 10-42.2¦volumic total cross section, macroscopic total cross section [atomic physics]¦m-1 | 10-42.2¦volumic total cross section, macroscopic total cross section [atomic physics]¦m-1
|  | M/Vis-6.3 Viscosity measurement of Newtonian liquids |  | M/Vis-6.3 Viscosity measurement of Newtonian liquids | [8 empty] | 10-43¦particle fluence¦m-2 |  | 10-43¦particle fluence¦m-2 | 10-43¦particle fluence¦m-2
|  | M/Vis-6.3.1 Viscosity measurement of Newtonian liquids |  | M/Vis-6.3.1 Viscosity measurement of Newtonian liquids | [8 empty] | 10-44¦particle fluence rate¦m-2.s-1 |  | 10-44¦particle fluence rate¦m-2.s-1 | 10-44¦particle fluence rate¦m-2.s-1
|  | M/Har Hardness |  | M/Har Hardness | [8 empty] | 10-45¦radiant energy [ionizing radiation]¦J |  | 10-45¦radiant energy [ionizing radiation]¦J | 10-45¦radiant energy [ionizing radiation]¦J
|  | M/Har-7 Hardness |  | M/Har-7 Hardness | [8 empty] | 10-46¦energy fluence¦J.m-2 |  | 10-46¦energy fluence¦J.m-2 | 10-46¦energy fluence¦J.m-2
|  | M/Har-7.1 Hardness |  | M/Har-7.1 Hardness | [8 empty] | 10-47¦energy fluence rate¦W.m-2 |  | 10-47¦energy fluence rate¦W.m-2 | 10-47¦energy fluence rate¦W.m-2
|  | M/Har-7.1.1 Hardness |  | M/Har-7.1.1 Hardness | [8 empty] | 10-48¦particle current density, particle radiance¦m-2.s-1 |  | 10-48¦particle current density, particle radiance¦m-2.s-1 | 10-48¦particle current density, particle radiance¦m-2.s-1
|  | M/Gra Gravity |  | M/Gra Gravity | [8 empty] | 10-49¦linear attenuation coefficient [ionizing radiation]¦m-1 |  | 10-49¦linear attenuation coefficient [ionizing radiation]¦m-1 | 10-49¦linear attenuation coefficient [ionizing radiation]¦m-1
|  | M/Gra-8 Gravity |  | M/Gra-8 Gravity | [8 empty] | 10-50¦mass attenuation coefficient [ionizing radiation]¦kg-1.m2 |  | 10-50¦mass attenuation coefficient [ionizing radiation]¦kg-1.m2 | 10-50¦mass attenuation coefficient [ionizing radiation]¦kg-1.m2
|  | M/Gra-8.1 Gravity |  | M/Gra-8.1 Gravity | [8 empty] | 10-51¦molar attenuation coefficient¦m2.mol-1 |  | 10-51¦molar attenuation coefficient¦m2.mol-1 | 10-51¦molar attenuation coefficient¦m2.mol-1
|  | M/Gra-8.1.1 Gravity |  | M/Gra-8.1.1 Gravity | [8 empty] | 10-52¦atomic attenuation coefficient¦m2 |  | 10-52¦atomic attenuation coefficient¦m2 | 10-52¦atomic attenuation coefficient¦m2
|  | M/FF Fluid Flow |  | M/FF Fluid Flow | [8 empty] | 10-53¦half-value thickness¦m |  | 10-53¦half-value thickness¦m | 10-53¦half-value thickness¦m
|  | M/FF-9 Fluid flow |  | M/FF-9 Fluid flow | [8 empty] | 10-54¦total linear stopping power, linear stopping power¦J.m-1 |  | 10-54¦total linear stopping power, linear stopping power¦J.m-1 | 10-54¦total linear stopping power, linear stopping power¦J.m-1
|  | M/FF-9.10 Fluid flow |  | M/FF-9.10 Fluid flow | [8 empty] | 10-55¦total mass stopping power, mass stopping power¦J.m2.kg-1 |  | 10-55¦total mass stopping power, mass stopping power¦J.m2.kg-1 | 10-55¦total mass stopping power, mass stopping power¦J.m2.kg-1
|  | M/FF-9.10.1 Liquid flow |  | M/FF-9.10.1 Liquid flow | [8 empty] | 10-56¦mean linear range¦m |  | 10-56¦mean linear range¦m | 10-56¦mean linear range¦m
|  | M/FF-9.10.2 Gas flow |  | M/FF-9.10.2 Gas flow | [8 empty] | 10-57¦mean mass range¦kg.m-2 |  | 10-57¦mean mass range¦kg.m-2 | 10-57¦mean mass range¦kg.m-2
|  | M/FF-9.10.3 Quantity of fluid |  | M/FF-9.10.3 Quantity of fluid | [8 empty] | 10-58¦linear ionization¦m-1 |  | 10-58¦linear ionization¦m-1 | 10-58¦linear ionization¦m-1
|  | M/FF-9.10.4 Flow speed |  | M/FF-9.10.4 Flow speed | [8 empty] | 10-59¦total ionization¦1 |  | 10-59¦total ionization¦1 | 10-59¦total ionization¦1
|  | M/FF-9.10.5 Multiphase flow |  | M/FF-9.10.5 Multiphase flow | [8 empty] | 10-60¦average energy loss per elementary charge produced¦J |  | 10-60¦average energy loss per elementary charge produced¦J | 10-60¦average energy loss per elementary charge produced¦J
|  | M/FF-9.10.6 Heat flow |  | M/FF-9.10.6 Heat flow | [8 empty] | 10-61¦mobility¦m2.V-1.s-1 |  | 10-61¦mobility¦m2.V-1.s-1 | 10-61¦mobility¦m2.V-1.s-1
|  | PR/Detector Properties of detectors and sources |  | PR/Detector Properties of detectors and sources | [8 empty] | 10-62.1¦particle number density¦m-3 |  | 10-62.1¦particle number density¦m-3 | 10-62.1¦particle number density¦m-3
|  | PR/Detector-1 Photometry |  | PR/Detector-1 Photometry | [8 empty] | 10-62.2¦ion number density, ion density¦m-3 |  | 10-62.2¦ion number density, ion density¦m-3 | 10-62.2¦ion number density, ion density¦m-3
|  | PR/Detector-1.1 Luminous intensity |  | PR/Detector-1.1 Luminous intensity | [8 empty] | 10-63¦recombination coefficient, (recombination factor)¦m3.s-1 |  | 10-63¦recombination coefficient, (recombination factor)¦m3.s-1 | 10-63¦recombination coefficient, (recombination factor)¦m3.s-1
|  | PR/Detector-1.1.1 Tungsten lamp |  | PR/Detector-1.1.1 Tungsten lamp | [8 empty] | 10-64¦diffusion coefficient, diffusion coefficient for particle number density¦m2.s-1 |  | 10-64¦diffusion coefficient, diffusion coefficient for particle number density¦m2.s-1 | 10-64¦diffusion coefficient, diffusion coefficient for particle number density¦m2.s-1
|  | PR/Detector-1.2 Illuminance responsivity |  | PR/Detector-1.2 Illuminance responsivity | [8 empty] | 10-65¦diffusion coefficient for fluence rate¦m |  | 10-65¦diffusion coefficient for fluence rate¦m | 10-65¦diffusion coefficient for fluence rate¦m
|  | PR/Detector-1.2.1 Tungsten source |  | PR/Detector-1.2.1 Tungsten source | [8 empty] | 10-66¦particle source density¦m-3.s-1 |  | 10-66¦particle source density¦m-3.s-1 | 10-66¦particle source density¦m-3.s-1
|  | PR/Detector-1.3 Luminous flux |  | PR/Detector-1.3 Luminous flux | [8 empty] | 10-67¦slowing-down density¦m-3.s-1 |  | 10-67¦slowing-down density¦m-3.s-1 | 10-67¦slowing-down density¦m-3.s-1
|  | PR/Detector-1.3.1 Tungsten lamp |  | PR/Detector-1.3.1 Tungsten lamp | [8 empty] | 10-68¦resonance escape probability¦1 |  | 10-68¦resonance escape probability¦1 | 10-68¦resonance escape probability¦1
|  | PR/Detector-1.3.2 LED |  | PR/Detector-1.3.2 LED | [8 empty] | 10-69¦lethargy, (logarithmic energy decrement)¦1 |  | 10-69¦lethargy, (logarithmic energy decrement)¦1 | 10-69¦lethargy, (logarithmic energy decrement)¦1
|  | PR/Detector-1.4 Illuminance |  | PR/Detector-1.4 Illuminance | [8 empty] | 10-70¦average logarithmic energy decrement¦1 |  | 10-70¦average logarithmic energy decrement¦1 | 10-70¦average logarithmic energy decrement¦1
|  | PR/Detector-1.4.1 Tungsten lamp |  | PR/Detector-1.4.1 Tungsten lamp | [8 empty] | 10-71¦mean free path [atomic physics]¦m |  | 10-71¦mean free path [atomic physics]¦m | 10-71¦mean free path [atomic physics]¦m
|  | PR/Detector-1.5 Luminance |  | PR/Detector-1.5 Luminance | [8 empty] | 10-72.1¦slowing-down area¦m2 |  | 10-72.1¦slowing-down area¦m2 | 10-72.1¦slowing-down area¦m2
|  | PR/Detector-1.5.1 Tungsten-based source |  | PR/Detector-1.5.1 Tungsten-based source | [8 empty] | 10-72.2¦diffusion area¦m2 |  | 10-72.2¦diffusion area¦m2 | 10-72.2¦diffusion area¦m2
|  | PR/Detector-1.6 Luminance responsivity |  | PR/Detector-1.6 Luminance responsivity | [8 empty] | 10-72.3¦migration area¦m2 |  | 10-72.3¦migration area¦m2 | 10-72.3¦migration area¦m2
|  | PR/Detector-1.6.0 Luminance meter |  | PR/Detector-1.6.0 Luminance meter | [8 empty] | 10-73.1¦slowing-down length¦m |  | 10-73.1¦slowing-down length¦m | 10-73.1¦slowing-down length¦m
|  | PR/Detector-1.7 Averaged luminous intensity |  | PR/Detector-1.7 Averaged luminous intensity | [8 empty] | 10-73.2¦diffusion length [atomic physics]¦m |  | 10-73.2¦diffusion length [atomic physics]¦m | 10-73.2¦diffusion length [atomic physics]¦m
|  | PR/Detector-1.7.1 LED |  | PR/Detector-1.7.1 LED | [8 empty] | 10-73.3¦migration length¦m |  | 10-73.3¦migration length¦m | 10-73.3¦migration length¦m
|  | PR/Detector-1.8 Luminous exposure |  | PR/Detector-1.8 Luminous exposure | [8 empty] | 10-74.1¦neutron yield per fission¦1 |  | 10-74.1¦neutron yield per fission¦1 | 10-74.1¦neutron yield per fission¦1
|  | PR/Detector-1.8.0 General source |  | PR/Detector-1.8.0 General source | [8 empty] | 10-74.2¦neutron yield per absorption¦1 |  | 10-74.2¦neutron yield per absorption¦1 | 10-74.2¦neutron yield per absorption¦1
|  | PR/Detector-1.8.1 Flash photometer |  | PR/Detector-1.8.1 Flash photometer | [8 empty] | 10-75¦fast fission factor¦1 |  | 10-75¦fast fission factor¦1 | 10-75¦fast fission factor¦1
|  | PR/Detector-2 Properties of detectors |  | PR/Detector-2 Properties of detectors | [8 empty] | 10-76¦thermal utilization factor¦1 |  | 10-76¦thermal utilization factor¦1 | 10-76¦thermal utilization factor¦1
|  | PR/Detector-2.1 Responsivity, spectral, power |  | PR/Detector-2.1 Responsivity, spectral, power | [8 empty] | 10-77¦non-leakage probability¦1 |  | 10-77¦non-leakage probability¦1 | 10-77¦non-leakage probability¦1
|  | PR/Detector-2.1.1 Broad band detector |  | PR/Detector-2.1.1 Broad band detector | [8 empty] | 10-78.1¦multiplication factor¦1 |  | 10-78.1¦multiplication factor¦1 | 10-78.1¦multiplication factor¦1
|  | PR/Detector-2.2 Responsivity, spectral, irradiance |  | PR/Detector-2.2 Responsivity, spectral, irradiance | [8 empty] | 10-78.2¦infinite multiplication factor¦1 |  | 10-78.2¦infinite multiplication factor¦1 | 10-78.2¦infinite multiplication factor¦1
|  | PR/Detector-2.2.2 Broad band detector |  | PR/Detector-2.2.2 Broad band detector | [8 empty] | 10-79¦reactor time constant¦s |  | 10-79¦reactor time constant¦s | 10-79¦reactor time constant¦s
|  | PR/Detector-2.2.3 Spectroradiometer |  | PR/Detector-2.2.3 Spectroradiometer | [8 empty] | 10-80.1¦energy imparted¦J |  | 10-80.1¦energy imparted¦J | 10-80.1¦energy imparted¦J
|  | PR/Detector-2.3 Responsivity, spectral, radiance |  | PR/Detector-2.3 Responsivity, spectral, radiance | [8 empty] | 10-80.2¦mean energy imparted¦J |  | 10-80.2¦mean energy imparted¦J | 10-80.2¦mean energy imparted¦J
|  | PR/Detector-2.3.0 Spectroradiometer |  | PR/Detector-2.3.0 Spectroradiometer | [8 empty] | 10-81.1¦absorbed dose¦Gy |  | 10-81.1¦absorbed dose¦Gy | 10-81.1¦absorbed dose¦Gy
|  | PR/Detector-2.4 Responsivity, laser, power |  | PR/Detector-2.4 Responsivity, laser, power | [8 empty] | 10-81.2¦specific energy imparted¦Gy |  | 10-81.2¦specific energy imparted¦Gy | 10-81.2¦specific energy imparted¦Gy
|  | PR/Detector-2.4.0 General detector |  | PR/Detector-2.4.0 General detector | [8 empty] | 10-82¦quality factor [ionizing radiation]¦1 |  | 10-82¦quality factor [ionizing radiation]¦1 | 10-82¦quality factor [ionizing radiation]¦1
|  | PR/Detector-2.5 Responsivity, laser, energy |  | PR/Detector-2.5 Responsivity, laser, energy | [8 empty] | 10-83.1¦dose equivalent¦Sv |  | 10-83.1¦dose equivalent¦Sv | 10-83.1¦dose equivalent¦Sv
|  | PR/Detector-2.5.0 General detector |  | PR/Detector-2.5.0 General detector | [8 empty] | 10-83.2¦dose equivalent rate¦Sv.s-1 |  | 10-83.2¦dose equivalent rate¦Sv.s-1 | 10-83.2¦dose equivalent rate¦Sv.s-1
|  | PR/Detector-2.6 Responsivity, solar, power |  | PR/Detector-2.6 Responsivity, solar, power | [8 empty] | 10-84¦absorbed-dose rate¦Gy.s-1 |  | 10-84¦absorbed-dose rate¦Gy.s-1 | 10-84¦absorbed-dose rate¦Gy.s-1
|  | PR/Detector-2.6.0 General detector |  | PR/Detector-2.6.0 General detector | [8 empty] | 10-85¦linear energy transfer¦J.m-1 |  | 10-85¦linear energy transfer¦J.m-1 | 10-85¦linear energy transfer¦J.m-1
|  | PR/Detector-2.7 Responsivity, solar, irradiance |  | PR/Detector-2.7 Responsivity, solar, irradiance | [8 empty] | 10-86.1¦kerma¦Gy |  | 10-86.1¦kerma¦Gy | 10-86.1¦kerma¦Gy
|  | PR/Detector-2.7.0 General detector |  | PR/Detector-2.7.0 General detector | [8 empty] | 10-86.2¦kerma rate¦Gy.s-1 |  | 10-86.2¦kerma rate¦Gy.s-1 | 10-86.2¦kerma rate¦Gy.s-1
|  | PR/Detector-2.7.1 Broadband detector |  | PR/Detector-2.7.1 Broadband detector | [8 empty] | 10-87¦mass energy-transfer coefficient¦kg-1.m2 |  | 10-87¦mass energy-transfer coefficient¦kg-1.m2 | 10-87¦mass energy-transfer coefficient¦kg-1.m2
|  | PR/Detector-2.8 Responsivity, blackbody, total irradiance |  | PR/Detector-2.8 Responsivity, blackbody, total irradiance | [8 empty] | 10-88¦exposure [ionizing radiation]¦C.kg-1 |  | 10-88¦exposure [ionizing radiation]¦C.kg-1 | 10-88¦exposure [ionizing radiation]¦C.kg-1
|  | PR/Detector-2.8.0 Broadband detector |  | PR/Detector-2.8.0 Broadband detector | [8 empty] | 10-89¦exposure rate¦C.kg-1.s-1 |  | 10-89¦exposure rate¦C.kg-1.s-1 | 10-89¦exposure rate¦C.kg-1.s-1
|  | PR/Detector-2.9 Responsivity, UV, broadband irradiance |  | PR/Detector-2.9 Responsivity, UV, broadband irradiance | [8 empty] | 12-1.1¦lattice vector¦m |  | 12-1.1¦lattice vector¦m | 12-1.1¦lattice vector¦m
|  | PR/Detector-2.9.0 UV radiometer |  | PR/Detector-2.9.0 UV radiometer | [8 empty] | 12-1.2¦fundamental lattice vectors¦m |  | 12-1.2¦fundamental lattice vectors¦m | 12-1.2¦fundamental lattice vectors¦m
|  | PR/Detector-2.10 Responsivity, UV, broadband radiant exposure |  | PR/Detector-2.10 Responsivity, UV, broadband radiant exposure | [8 empty] | 12-2.1¦angular reciprocal lattice vector¦m-1 |  | 12-2.1¦angular reciprocal lattice vector¦m-1 | 12-2.1¦angular reciprocal lattice vector¦m-1
|  | PR/Detector-2.10.0 UV radiometer |  | PR/Detector-2.10.0 UV radiometer | [8 empty] | 12-2.2¦fundamental reciprocal lattice vectors¦m-1 |  | 12-2.2¦fundamental reciprocal lattice vectors¦m-1 | 12-2.2¦fundamental reciprocal lattice vectors¦m-1
|  | PR/Detector-2.11 Responsitivity, solar, spectral, irradiance |  | PR/Detector-2.11 Responsitivity, solar, spectral, irradiance | [8 empty] | 12-3¦lattice plane spacing¦m |  | 12-3¦lattice plane spacing¦m | 12-3¦lattice plane spacing¦m
|  | PR/Detector-2.11.0 Solar spectroradiometer |  | PR/Detector-2.11.0 Solar spectroradiometer | [8 empty] | 12-4¦Bragg angle¦° |  | 12-4¦Bragg angle¦° | 12-4¦Bragg angle¦°
|  | PR/Detector-3 Spectral emission properties of sources |  | PR/Detector-3 Spectral emission properties of sources | [8 empty] | 12-5.1¦short-range order parameter¦1 |  | 12-5.1¦short-range order parameter¦1 | 12-5.1¦short-range order parameter¦1
|  | PR/Detector-3.1 Irradiance, spectral |  | PR/Detector-3.1 Irradiance, spectral | [8 empty] | 12-5.2¦long-range order parameter¦1 |  | 12-5.2¦long-range order parameter¦1 | 12-5.2¦long-range order parameter¦1
|  | PR/Detector-3.1.1 Tungsten lamp |  | PR/Detector-3.1.1 Tungsten lamp | [8 empty] | 12-5.3¦atomic scattering factor¦1 |  | 12-5.3¦atomic scattering factor¦1 | 12-5.3¦atomic scattering factor¦1
|  | PR/Detector-3.1.2 Deuterium lamp |  | PR/Detector-3.1.2 Deuterium lamp | [8 empty] | 12-5.4¦structure factor¦1 |  | 12-5.4¦structure factor¦1 | 12-5.4¦structure factor¦1
|  | PR/Detector-3.2 Radiance, spectral |  | PR/Detector-3.2 Radiance, spectral | [8 empty] | 12-6¦Burgers vector¦m |  | 12-6¦Burgers vector¦m | 12-6¦Burgers vector¦m
|  | PR/Detector-3.2.1 Tungsten lamp |  | PR/Detector-3.2.1 Tungsten lamp | [8 empty] | 12-7.1¦particle position vector¦m |  | 12-7.1¦particle position vector¦m | 12-7.1¦particle position vector¦m
|  | PR/Detector-3.2.2 Deuterium lamp |  | PR/Detector-3.2.2 Deuterium lamp | [8 empty] | 12-7.2¦equilibrium position vector [condensed matter physics]¦m |  | 12-7.2¦equilibrium position vector [condensed matter physics]¦m | 12-7.2¦equilibrium position vector [condensed matter physics]¦m
|  | PR/Detector-3.2.3 General source |  | PR/Detector-3.2.3 General source | [8 empty] | 12-7.3¦displacement vector [condensed matter physics]¦m |  | 12-7.3¦displacement vector [condensed matter physics]¦m | 12-7.3¦displacement vector [condensed matter physics]¦m
|  | PR/Detector-3.3 Power, spectral total radiant |  | PR/Detector-3.3 Power, spectral total radiant | [8 empty] | 12-8¦Debye-Waller factor¦1 |  | 12-8¦Debye-Waller factor¦1 | 12-8¦Debye-Waller factor¦1
|  | PR/Detector-3.3.1 Laser |  | PR/Detector-3.3.1 Laser | [8 empty] | 12-9.1¦angular wavenumber, angular repetency, wave vector [condensed matter physics]¦m-1 |  | 12-9.1¦angular wavenumber, angular repetency, wave vector [condensed matter physics]¦m-1 | 12-9.1¦angular wavenumber, angular repetency, wave vector [condensed matter physics]¦m-1
|  | PR/Detector-3.4 Radiant intensity, spectral |  | PR/Detector-3.4 Radiant intensity, spectral | [8 empty] | 12-9.2¦Fermi angular wavenumber, Fermi angular repetency¦m-1 |  | 12-9.2¦Fermi angular wavenumber, Fermi angular repetency¦m-1 | 12-9.2¦Fermi angular wavenumber, Fermi angular repetency¦m-1
|  | PR/Detector-3.4.1 Tungsten lamp |  | PR/Detector-3.4.1 Tungsten lamp | [8 empty] | 12-9.3¦Debye angular wavenumber, Debye angular repetency¦m-1 |  | 12-9.3¦Debye angular wavenumber, Debye angular repetency¦m-1 | 12-9.3¦Debye angular wavenumber, Debye angular repetency¦m-1
|  | PR/Detector-3.4.2 Deuterium lamp |  | PR/Detector-3.4.2 Deuterium lamp | [8 empty] | 12-10¦Debye angular frequency¦s-1 |  | 12-10¦Debye angular frequency¦s-1 | 12-10¦Debye angular frequency¦s-1
|  | PR/Detector-3.5 Radiant flux, spectral |  | PR/Detector-3.5 Radiant flux, spectral | [8 empty] | 12-11¦Debye temperature¦K |  | 12-11¦Debye temperature¦K | 12-11¦Debye temperature¦K
|  | PR/Detector-3.5.0 General source |  | PR/Detector-3.5.0 General source | [8 empty] | 12-12¦density of vibrational states [angular frequency]¦m-3.s |  | 12-12¦density of vibrational states [angular frequency]¦m-3.s | 12-12¦density of vibrational states [angular frequency]¦m-3.s
|  | PR/Detector-3.5.1 Tungsten lamp |  | PR/Detector-3.5.1 Tungsten lamp | [8 empty] | 12-13¦thermodynamic Grüneisen parameter¦1 |  | 12-13¦thermodynamic Grüneisen parameter¦1 | 12-13¦thermodynamic Grüneisen parameter¦1
|  | PR/Detector-5 Spectral.-int. meas. for sources and detectors |  | PR/Detector-5 Spectral.-int. meas. for sources and detectors | [8 empty] | 12-14¦Grüneisen parameter¦1 |  | 12-14¦Grüneisen parameter¦1 | 12-14¦Grüneisen parameter¦1
|  | PR/Detector-5.1 Distribution temperature |  | PR/Detector-5.1 Distribution temperature | [8 empty] | 12-15.1¦mean free path of phonons¦m |  | 12-15.1¦mean free path of phonons¦m | 12-15.1¦mean free path of phonons¦m
|  | PR/Detector-5.1.0 Tungsten lamp |  | PR/Detector-5.1.0 Tungsten lamp | [8 empty] | 12-15.2¦mean free path of electrons¦m |  | 12-15.2¦mean free path of electrons¦m | 12-15.2¦mean free path of electrons¦m
|  | PR/Detector-5.2 Correlated colour temperature |  | PR/Detector-5.2 Correlated colour temperature | [8 empty] | 12-16¦energy density of states¦J-1.m-3 |  | 12-16¦energy density of states¦J-1.m-3 | 12-16¦energy density of states¦J-1.m-3
|  | PR/Detector-5.2.1 Tungsten lamp |  | PR/Detector-5.2.1 Tungsten lamp | [8 empty] | 12-17¦residual resistivity¦Ω.m |  | 12-17¦residual resistivity¦Ω.m | 12-17¦residual resistivity¦Ω.m
|  | PR/Detector-5.3 Correlated colour temperature response |  | PR/Detector-5.3 Correlated colour temperature response | [8 empty] | 12-18¦Lorenz coefficient¦V2.K-2 |  | 12-18¦Lorenz coefficient¦V2.K-2 | 12-18¦Lorenz coefficient¦V2.K-2
|  | PR/Detector-5.3.0 Colour temperature meter |  | PR/Detector-5.3.0 Colour temperature meter | [8 empty] | 12-19¦Hall coefficient¦m3.C-1 |  | 12-19¦Hall coefficient¦m3.C-1 | 12-19¦Hall coefficient¦m3.C-1
|  | PR/Detector-5.4 Colour, emitted |  | PR/Detector-5.4 Colour, emitted | [8 empty] | 12-20¦thermoelectric voltage¦V |  | 12-20¦thermoelectric voltage¦V | 12-20¦thermoelectric voltage¦V
|  | PR/Detector-5.4.0 General source, colour space: x, y |  | PR/Detector-5.4.0 General source, colour space: x, y | [8 empty] | 12-21¦Seebeck coefficient (for substances a and b, thermoelectric power)¦V.K-1 |  | 12-21¦Seebeck coefficient (for substances a and b, thermoelectric power)¦V.K-1 | 12-21¦Seebeck coefficient (for substances a and b, thermoelectric power)¦V.K-1
|  | PR/Detector-5.4.1 General source, colour space: u, v |  | PR/Detector-5.4.1 General source, colour space: u, v | [8 empty] | 12-22¦Peltier coefficient¦V |  | 12-22¦Peltier coefficient¦V | 12-22¦Peltier coefficient¦V
|  | PR/Detector-5.4.2 General source, colour space: u-prime, v-prime |  | PR/Detector-5.4.2 General source, colour space: u-prime, v-prime | [8 empty] | 12-23¦Thomson coefficient¦V.K-1 |  | 12-23¦Thomson coefficient¦V.K-1 | 12-23¦Thomson coefficient¦V.K-1
|  | PR/Detector-5.4.3 Display, colour space: L*a*b |  | PR/Detector-5.4.3 Display, colour space: L*a*b | [8 empty] | 12-24.1¦work function¦J |  | 12-24.1¦work function¦J | 12-24.1¦work function¦J
|  | PR/Detector-5.5 Chromaticity response |  | PR/Detector-5.5 Chromaticity response | [8 empty] | 12-24.2¦ionization energy¦J |  | 12-24.2¦ionization energy¦J | 12-24.2¦ionization energy¦J
|  | PR/Detector-5.5.0 Colorimeter |  | PR/Detector-5.5.0 Colorimeter | [8 empty] | 12-25¦electron affinity [condensed matter physics]¦J |  | 12-25¦electron affinity [condensed matter physics]¦J | 12-25¦electron affinity [condensed matter physics]¦J
|  | PR/Detector-5.6 Colour rendering, Ra |  | PR/Detector-5.6 Colour rendering, Ra | [8 empty] | 12-26¦Richardson constant¦A.m-2.K-2 |  | 12-26¦Richardson constant¦A.m-2.K-2 | 12-26¦Richardson constant¦A.m-2.K-2
|  | PR/Detector-5.6.0 General source |  | PR/Detector-5.6.0 General source | [8 empty] | 12-27.1¦Fermi energy¦J |  | 12-27.1¦Fermi energy¦J | 12-27.1¦Fermi energy¦J
|  | PR/Detector-5.7 Radiance, total |  | PR/Detector-5.7 Radiance, total | [8 empty] | 12-27.2¦gap energy¦J |  | 12-27.2¦gap energy¦J | 12-27.2¦gap energy¦J
|  | PR/Detector-5.7.0 Blackbody |  | PR/Detector-5.7.0 Blackbody | [8 empty] | 12-28¦Fermi temperature¦K |  | 12-28¦Fermi temperature¦K | 12-28¦Fermi temperature¦K
|  | PR/Detector-5.8 Radiant flux, total |  | PR/Detector-5.8 Radiant flux, total | [8 empty] | 12-29.1¦electron density¦m-3 |  | 12-29.1¦electron density¦m-3 | 12-29.1¦electron density¦m-3
|  | PR/Detector-5.8.0 General source |  | PR/Detector-5.8.0 General source | [8 empty] | 12-29.2¦hole density¦m-3 |  | 12-29.2¦hole density¦m-3 | 12-29.2¦hole density¦m-3
|  | PR/Detector-5.8.1 LED |  | PR/Detector-5.8.1 LED | [8 empty] | 12-29.3¦intrinsic carrier density¦m-3 |  | 12-29.3¦intrinsic carrier density¦m-3 | 12-29.3¦intrinsic carrier density¦m-3
|  | PR/Mater Properties of materials |  | PR/Mater Properties of materials | [8 empty] | 12-29.4¦donor density¦m-3 |  | 12-29.4¦donor density¦m-3 | 12-29.4¦donor density¦m-3
|  | PR/Mater-4 Spectral properties of materials |  | PR/Mater-4 Spectral properties of materials | [8 empty] | 12-29.5¦acceptor density¦m-3 |  | 12-29.5¦acceptor density¦m-3 | 12-29.5¦acceptor density¦m-3
|  | PR/Mater-4.1 Transmittance, regular, spectral |  | PR/Mater-4.1 Transmittance, regular, spectral | [8 empty] | 12-30¦effective mass¦kg |  | 12-30¦effective mass¦kg | 12-30¦effective mass¦kg
|  | PR/Mater-4.1.1 Spectrally-neutral material |  | PR/Mater-4.1.1 Spectrally-neutral material | [8 empty] | 12-31¦mobility ratio¦1 |  | 12-31¦mobility ratio¦1 | 12-31¦mobility ratio¦1
|  | PR/Mater-4.2 Transmittance, diffuse, spectral |  | PR/Mater-4.2 Transmittance, diffuse, spectral | [8 empty] | 12-32.1¦relaxation time [condensed matter]¦s |  | 12-32.1¦relaxation time [condensed matter]¦s | 12-32.1¦relaxation time [condensed matter]¦s
|  | PR/Mater-4.2.1 Spectrally-neutral material |  | PR/Mater-4.2.1 Spectrally-neutral material | [8 empty] | 12-32.2¦carrier lifetime [semiconductors]¦s |  | 12-32.2¦carrier lifetime [semiconductors]¦s | 12-32.2¦carrier lifetime [semiconductors]¦s
|  | PR/Mater-4.3 Absorbance, regular, spectral |  | PR/Mater-4.3 Absorbance, regular, spectral | [8 empty] | 12-33¦diffusion length [condensed matter physics]¦m |  | 12-33¦diffusion length [condensed matter physics]¦m | 12-33¦diffusion length [condensed matter physics]¦m
|  | PR/Mater-4.3.1 Spectrally-neutral material |  | PR/Mater-4.3.1 Spectrally-neutral material | [8 empty] | 12-34¦exchange integral¦J |  | 12-34¦exchange integral¦J | 12-34¦exchange integral¦J
|  | PR/Mater-4.4 Absorbance, diffuse, spectral |  | PR/Mater-4.4 Absorbance, diffuse, spectral | [8 empty] | 12-35.1¦Curie temperature¦K |  | 12-35.1¦Curie temperature¦K | 12-35.1¦Curie temperature¦K
|  | PR/Mater-4.4.1 Spectrally-neutral material |  | PR/Mater-4.4.1 Spectrally-neutral material | [8 empty] | 12-35.2¦Néel temperature¦K |  | 12-35.2¦Néel temperature¦K | 12-35.2¦Néel temperature¦K
|  | PR/Mater-4.5 Reflectance, diffuse, spectral |  | PR/Mater-4.5 Reflectance, diffuse, spectral | [8 empty] | 12-35.3¦superconduction transition temperature¦K |  | 12-35.3¦superconduction transition temperature¦K | 12-35.3¦superconduction transition temperature¦K
|  | PR/Mater-4.5.1 Spectrally-neutral material |  | PR/Mater-4.5.1 Spectrally-neutral material | [8 empty] | 12-36.1¦thermodynamic critical magnetic flux density¦T |  | 12-36.1¦thermodynamic critical magnetic flux density¦T | 12-36.1¦thermodynamic critical magnetic flux density¦T
|  | PR/Mater-4.6 Reflectance, regular, spectral |  | PR/Mater-4.6 Reflectance, regular, spectral | [8 empty] | 12-36.2¦lower critical magnetic flux density¦T |  | 12-36.2¦lower critical magnetic flux density¦T | 12-36.2¦lower critical magnetic flux density¦T
|  | PR/Mater-4.6.1 Spectrally-neutral material |  | PR/Mater-4.6.1 Spectrally-neutral material | [8 empty] | 12-36.3¦upper critical magnetic flux density¦T |  | 12-36.3¦upper critical magnetic flux density¦T | 12-36.3¦upper critical magnetic flux density¦T
|  | PR/Mater-4.7 Reflectance, hemispherical, spectral |  | PR/Mater-4.7 Reflectance, hemispherical, spectral | [8 empty] | 12-37¦superconductor energy gap¦J |  | 12-37¦superconductor energy gap¦J | 12-37¦superconductor energy gap¦J
|  | PR/Mater-4.7.1 Spectrally-neutral material |  | PR/Mater-4.7.1 Spectrally-neutral material | [8 empty] | 12-38.1¦London penetration depth¦m |  | 12-38.1¦London penetration depth¦m | 12-38.1¦London penetration depth¦m
|  | PR/Mater-4.9 Emissivity |  | PR/Mater-4.9 Emissivity | [8 empty] | 12-38.2¦coherence length¦m |  | 12-38.2¦coherence length¦m | 12-38.2¦coherence length¦m
|  | PR/Mater-4.9.0 General material |  | PR/Mater-4.9.0 General material
|  | PR/Mater-4.10 Emittance, spectral |  | PR/Mater-4.10 Emittance, spectral
|  | PR/Mater-4.10.0 General material |  | PR/Mater-4.10.0 General material
|  | PR/Mater-4.11 BRDF |  | PR/Mater-4.11 BRDF
|  | PR/Mater-4.11.0 General material |  | PR/Mater-4.11.0 General material
|  | PR/Mater-4.12 Reflectance factor |  | PR/Mater-4.12 Reflectance factor
|  | PR/Mater-4.12.0 General material |  | PR/Mater-4.12.0 General material
|  | PR/Mater-4.13 Radiance factor |  | PR/Mater-4.13 Radiance factor
|  | PR/Mater-4.13.0 General material |  | PR/Mater-4.13.0 General material
|  | PR/Mater-4.13.1 Fluorescent material |  | PR/Mater-4.13.1 Fluorescent material
|  | PR/Mater-4.14 Luminescent radiance factor |  | PR/Mater-4.14 Luminescent radiance factor
|  | PR/Mater-4.14.0 Fluorescent material |  | PR/Mater-4.14.0 Fluorescent material
|  | PR/Mater-4.15 Wavelength |  | PR/Mater-4.15 Wavelength
|  | PR/Mater-4.15.0 Spectrally-selective transmitting material |  | PR/Mater-4.15.0 Spectrally-selective transmitting material
|  | PR/Mater-4.15.1 Spectrally-selective reflecting material |  | PR/Mater-4.15.1 Spectrally-selective reflecting material
|  | PR/Mater-4.16 Refractive index, spectral |  | PR/Mater-4.16 Refractive index, spectral
|  | PR/Mater-4.16.0 Solid material |  | PR/Mater-4.16.0 Solid material
|  | PR/Mater-4.17 Angle of rotation of polarization plane, spectral |  | PR/Mater-4.17 Angle of rotation of polarization plane, spectral
|  | PR/Mater-4.17.0 Solid material |  | PR/Mater-4.17.0 Solid material
|  | PR/Mater-4.17.1 Liquid material |  | PR/Mater-4.17.1 Liquid material
|  | PR/Mater-4.18 Ellipsometric angles phi, delta, spectral |  | PR/Mater-4.18 Ellipsometric angles phi, delta, spectral
|  | PR/Mater-4.18.0 General material |  | PR/Mater-4.18.0 General material
|  | PR/Mater-6 Colour and other spectral.-int. meas. of materials |  | PR/Mater-6 Colour and other spectral.-int. meas. of materials
|  | PR/Mater-6.1 Colour, surface, x, y, Y |  | PR/Mater-6.1 Colour, surface, x, y, Y
|  | PR/Mater-6.1.0 General material |  | PR/Mater-6.1.0 General material
|  | PR/Mater-6.1.1 Fluorescent material |  | PR/Mater-6.1.1 Fluorescent material
|  | PR/Mater-6.1.2 Diffusely reflecting material |  | PR/Mater-6.1.2 Diffusely reflecting material
|  | PR/Mater-6.2 Colour, surface, Lab |  | PR/Mater-6.2 Colour, surface, Lab
|  | PR/Mater-6.2.0 General material |  | PR/Mater-6.2.0 General material
|  | PR/Mater-6.2.1 Fluorescent material |  | PR/Mater-6.2.1 Fluorescent material
|  | PR/Mater-6.2.2 Diffusely reflecting material |  | PR/Mater-6.2.2 Diffusely reflecting material
|  | PR/Mater-6.3 Colour, transmitted, x, y, Y |  | PR/Mater-6.3 Colour, transmitted, x, y, Y
|  | PR/Mater-6.3.0 General material |  | PR/Mater-6.3.0 General material
|  | PR/Mater-6.4 Colour, transmitted, Lab |  | PR/Mater-6.4 Colour, transmitted, Lab
|  | PR/Mater-6.4.0 General material |  | PR/Mater-6.4.0 General material
|  | PR/Mater-6.5 Retroreflectance |  | PR/Mater-6.5 Retroreflectance
|  | PR/Mater-6.5.0 General material |  | PR/Mater-6.5.0 General material
|  | PR/Mater-6.6 Gloss |  | PR/Mater-6.6 Gloss
|  | PR/Mater-6.6.0 General material |  | PR/Mater-6.6.0 General material
|  | PR/Mater-6.7 Haze |  | PR/Mater-6.7 Haze
|  | PR/Mater-6.7.0 General material |  | PR/Mater-6.7.0 General material
|  | PR/Mater-6.9 Luminance factor |  | PR/Mater-6.9 Luminance factor
|  | PR/Mater-6.9.0 General material |  | PR/Mater-6.9.0 General material
|  | PR/Mater-6.10 Luminance coefficient |  | PR/Mater-6.10 Luminance coefficient
|  | PR/Mater-6.10.0 General material |  | PR/Mater-6.10.0 General material
|  | PR/Mater-6.12 Whiteness |  | PR/Mater-6.12 Whiteness
|  | PR/Mater-6.12.0 General material |  | PR/Mater-6.12.0 General material
|  | PR/Fibre Fibre optics |  | PR/Fibre Fibre optics
|  | PR/Fibre-7 Fibre optics |  | PR/Fibre-7 Fibre optics
|  | PR/Fibre-7.1 Fibre responsivity |  | PR/Fibre-7.1 Fibre responsivity
|  | PR/Fibre-7.1.0 Fibre optic power meter |  | PR/Fibre-7.1.0 Fibre optic power meter
|  | PR/Fibre-7.2 Fibre wavelength |  | PR/Fibre-7.2 Fibre wavelength
|  | PR/Fibre-7.2.0 Fibre optic source |  | PR/Fibre-7.2.0 Fibre optic source
|  | PR/Fibre-7.2.1 Optical spectrum analyser |  | PR/Fibre-7.2.1 Optical spectrum analyser
|  | PR/Fibre-7.2.2 Wavelength meter |  | PR/Fibre-7.2.2 Wavelength meter
|  | PR/Fibre-7.5 Fibre attenuation |  | PR/Fibre-7.5 Fibre attenuation
|  | PR/Fibre-7.5.0 Optical fibre |  | PR/Fibre-7.5.0 Optical fibre
|  | PR/Fibre-7.5.1 Optical fibre component |  | PR/Fibre-7.5.1 Optical fibre component
|  | PR/Fibre-7.7 Fibre chromatic dispersion |  | PR/Fibre-7.7 Fibre chromatic dispersion
|  | PR/Fibre-7.7.0 Chromatic dispersion, optical fibre |  | PR/Fibre-7.7.0 Chromatic dispersion, optical fibre
|  | PR/Fibre-7.7.1 Zero wavelength, optical fibre |  | PR/Fibre-7.7.1 Zero wavelength, optical fibre
|  | PR/Fibre-7.7.2 Slope, optical fibre |  | PR/Fibre-7.7.2 Slope, optical fibre
|  | PR/Fibre-7.10 Fibre length |  | PR/Fibre-7.10 Fibre length
|  | PR/Fibre-7.10.0 Optical fibre |  | PR/Fibre-7.10.0 Optical fibre
|  | PR/Fibre-7.10.1 OTDR |  | PR/Fibre-7.10.1 OTDR
|  | PR/Fibre-7.11 Fibre polarization mode dispersion |  | PR/Fibre-7.11 Fibre polarization mode dispersion
|  | PR/Fibre-7.11.0 Optical fibre |  | PR/Fibre-7.11.0 Optical fibre
|  | PR/Fibre-7.11.1 Polarization mode dispersion analyzer |  | PR/Fibre-7.11.1 Polarization mode dispersion analyzer
|  | T/T Temperature |  | T/T Temperature
|  | T/T-1 Items for defining ITS-90 |  | T/T-1 Items for defining ITS-90
|  | T/T-1.1 Primary fixed-point cells |  | T/T-1.1 Primary fixed-point cells
|  | T/T-1.1.1 Cells for contact thermometry |  | T/T-1.1.1 Cells for contact thermometry
|  | T/T-1.1.2 Cells for radiation thermometry |  | T/T-1.1.2 Cells for radiation thermometry
|  | T/T-1.2 Complete apparatus realizing fixed-points |  | T/T-1.2 Complete apparatus realizing fixed-points
|  | T/T-1.2.1 Apparatus for contact thermometry |  | T/T-1.2.1 Apparatus for contact thermometry
|  | T/T-1.2.2 Apparatus for radiation thermometry |  | T/T-1.2.2 Apparatus for radiation thermometry
|  | T/T-1.3 Standard platinum resistance therm. (SPRTs) |  | T/T-1.3 Standard platinum resistance therm. (SPRTs)
|  | T/T-1.3.1 Capsule-type SPRTs |  | T/T-1.3.1 Capsule-type SPRTs
|  | T/T-1.3.2 Long-stem SPRTs including HTSPRTs |  | T/T-1.3.2 Long-stem SPRTs including HTSPRTs
|  | T/T-1.4 Standard radiation thermometers |  | T/T-1.4 Standard radiation thermometers
|  | T/T-1.4.1 Standard radiation thermometers |  | T/T-1.4.1 Standard radiation thermometers
|  | T/T-2 Items for disseminating ITS-90 and PLTS 2000 |  | T/T-2 Items for disseminating ITS-90 and PLTS 2000
|  | T/T-2.1 Secondary fixed-point cells and apparatus |  | T/T-2.1 Secondary fixed-point cells and apparatus
|  | T/T-2.1.1 Secondary fixed-points and apparatus for contact thermometry |  | T/T-2.1.1 Secondary fixed-points and apparatus for contact thermometry
|  | T/T-2.2 Resistance thermometers |  | T/T-2.2 Resistance thermometers
|  | T/T-2.2.1 Rhodium-iron resistance thermometers |  | T/T-2.2.1 Rhodium-iron resistance thermometers
|  | T/T-2.2.2 Platinum resistance thermometers (PRTs) |  | T/T-2.2.2 Platinum resistance thermometers (PRTs)
|  | T/T-2.2.3 Thermistors and other resistive thermometers |  | T/T-2.2.3 Thermistors and other resistive thermometers
|  | T/T-2.3 Thermocouples |  | T/T-2.3 Thermocouples
|  | T/T-2.3.1 Noble-metal thermocouples |  | T/T-2.3.1 Noble-metal thermocouples
|  | T/T-2.3.2 Base-metal thermocouples |  | T/T-2.3.2 Base-metal thermocouples
|  | T/T-2.3.3 Pure-metal thermocouples |  | T/T-2.3.3 Pure-metal thermocouples
|  | T/T-2.4 Liquid-in-glass thermometers |  | T/T-2.4 Liquid-in-glass thermometers
|  | T/T-2.4.1 Liquid-in-glass thermometers |  | T/T-2.4.1 Liquid-in-glass thermometers
|  | T/T-2.5 Radiation thermometry |  | T/T-2.5 Radiation thermometry
|  | T/T-2.5.1 Secondary fixed-point blackbody cells and complete instruments |  | T/T-2.5.1 Secondary fixed-point blackbody cells and complete instruments
|  | T/T-2.5.2 Variable temperature blackbody radiation sources |  | T/T-2.5.2 Variable temperature blackbody radiation sources
|  | T/T-2.5.3 Strip lamps |  | T/T-2.5.3 Strip lamps
|  | T/T-2.5.4 Radiation thermometers and visual optical pyrometers |  | T/T-2.5.4 Radiation thermometers and visual optical pyrometers
|  | T/T-2.6 Other thermometers |  | T/T-2.6 Other thermometers
|  | T/T-2.6.1 Air temperature sensors |  | T/T-2.6.1 Air temperature sensors
|  | T/T-2.6.2 Other thermometers |  | T/T-2.6.2 Other thermometers
|  | T/T-2.7 Temperature sensors with display unit |  | T/T-2.7 Temperature sensors with display unit
|  | T/T-2.7.1 Temperature sensors with display unit |  | T/T-2.7.1 Temperature sensors with display unit
|  | T/T-2.8 Other measurement services |  | T/T-2.8 Other measurement services
|  | T/T-2.8.1 Bridge linearity |  | T/T-2.8.1 Bridge linearity
|  | T/T-2.8.2 Compensation wires for cold junction |  | T/T-2.8.2 Compensation wires for cold junction
|  | T/T-2.8.3 Wires for melting-point measurements for thermocouples |  | T/T-2.8.3 Wires for melting-point measurements for thermocouples
|  | T/T-2.8.4 Temperature indicators |  | T/T-2.8.4 Temperature indicators
|  | T/T-2.8.5 Phase-transition temperature of reference materials |  | T/T-2.8.5 Phase-transition temperature of reference materials
|  | T/T-2.8.6 Dry-well block calibrators |  | T/T-2.8.6 Dry-well block calibrators
|  | T/H Humidity |  | T/H Humidity
|  | T/H-3 Hygrometers |  | T/H-3 Hygrometers
|  | T/H-3.1 Dew-point hygrometers |  | T/H-3.1 Dew-point hygrometers
|  | T/H-3.1.1 Dew-point hygrometers |  | T/H-3.1.1 Dew-point hygrometers
|  | T/H-3.2 Psychrometers |  | T/H-3.2 Psychrometers
|  | T/H-3.2.1 Psychrometers |  | T/H-3.2.1 Psychrometers
|  | T/H-3.3 Relative humidity sensors |  | T/H-3.3 Relative humidity sensors
|  | T/H-3.3.1 Relative humidity sensors |  | T/H-3.3.1 Relative humidity sensors
|  | T/H-3.4 Other hygrometers |  | T/H-3.4 Other hygrometers
|  | T/H-3.4.1 Other hygrometers |  | T/H-3.4.1 Other hygrometers
|  | T/H-4 Dynamic generators |  | T/H-4 Dynamic generators
|  | T/H-4.1 Dew-point generators |  | T/H-4.1 Dew-point generators
|  | T/H-4.1.1 Dew-point generators |  | T/H-4.1.1 Dew-point generators
|  | T/H-4.2 Relative humidity generators |  | T/H-4.2 Relative humidity generators
|  | T/H-4.2.1 Relative humidity generators |  | T/H-4.2.1 Relative humidity generators
|  | T/H-4.3 Flow mixing |  | T/H-4.3 Flow mixing
|  | T/H-4.3.1 Flow mixing |  | T/H-4.3.1 Flow mixing
|  | T/H-4.4 Permeation tube, diffusion tube |  | T/H-4.4 Permeation tube, diffusion tube
|  | T/H-4.4.1 Permeation tube, diffusion tube |  | T/H-4.4.1 Permeation tube, diffusion tube
|  | T/H-5 Static generators |  | T/H-5 Static generators
|  | T/H-5.1 Salt solutions (saturated, unsaturated) |  | T/H-5.1 Salt solutions (saturated, unsaturated)
|  | T/H-5.1.1 Salt solutions (saturated, unsaturated) |  | T/H-5.1.1 Salt solutions (saturated, unsaturated)
|  | T/H-5.2 Reference gases |  | T/H-5.2 Reference gases
|  | T/H-5.2.1 Reference gases |  | T/H-5.2.1 Reference gases
|  | T/TQ Thermophysical quantities |  | T/TQ Thermophysical quantities
|  | T/TQ-6 Thermophysical quantities |  | T/TQ-6 Thermophysical quantities
|  | T/TQ-6.1 Thermal transport property |  | T/TQ-6.1 Thermal transport property
|  | T/TQ-6.1.1 Thermal conductivity |  | T/TQ-6.1.1 Thermal conductivity
|  | T/TQ-6.1.2 Thermal diffusivity |  | T/TQ-6.1.2 Thermal diffusivity
|  | T/TQ-6.2 Caloric property |  | T/TQ-6.2 Caloric property
|  | T/TQ-6.2.1 Specific heat capacity |  | T/TQ-6.2.1 Specific heat capacity
|  | T/TQ-6.2.2 Heat of fusion |  | T/TQ-6.2.2 Heat of fusion
|  | T/TQ-6.2.3 Calorific value |  | T/TQ-6.2.3 Calorific value
|  | T/TQ-6.3 Radiative property |  | T/TQ-6.3 Radiative property
|  | T/TQ-6.3.1 Spectral emissivity |  | T/TQ-6.3.1 Spectral emissivity
|  | T/TQ-6.3.2 Total emissivity |  | T/TQ-6.3.2 Total emissivity
|  | T/TQ-6.4 Thermo-mechanical property |  | T/TQ-6.4 Thermo-mechanical property
|  | T/TQ-6.4.1 Thermal expansion coefficient |  | T/TQ-6.4.1 Thermal expansion coefficient
|  | L/Laser Laser frequencies |  | L/Laser Laser frequencies
|  | L/Laser-1 Radiations of the mise en pratique |  | L/Laser-1 Radiations of the mise en pratique
|  | L/Laser-1.1 Laser radiations |  | L/Laser-1.1 Laser radiations
|  | L/Laser-1.1.1 Frequency stabilized laser |  | L/Laser-1.1.1 Frequency stabilized laser
|  | L/Laser-1.2 Lamp radiations |  | L/Laser-1.2 Lamp radiations
|  | L/Laser-1.2.1 Spectral lamp |  | L/Laser-1.2.1 Spectral lamp
|  | L/DimMet Dimensional metrology |  | L/DimMet Dimensional metrology
|  | L/DimMet-2 Linear dimensions |  | L/DimMet-2 Linear dimensions
|  | L/DimMet-2.1 Length instruments |  | L/DimMet-2.1 Length instruments
|  | L/DimMet-2.1.1 (Laser, length) interferometer (system, optics, refractometer) |  | L/DimMet-2.1.1 (Laser, length) interferometer (system, optics, refractometer)
|  | L/DimMet-2.1.2 EDM instrument |  | L/DimMet-2.1.2 EDM instrument
|  | L/DimMet-2.1.3 One-dimension measuring machine |  | L/DimMet-2.1.3 One-dimension measuring machine
|  | L/DimMet-2.1.4 Height measuring instrument |  | L/DimMet-2.1.4 Height measuring instrument
|  | L/DimMet-2.1.5 One-dimension displacement transducer or actuator (LVDT, PZT, etc.) |  | L/DimMet-2.1.5 One-dimension displacement transducer or actuator (LVDT, PZT, etc.)
|  | L/DimMet-2.1.6 Gauge block comparators |  | L/DimMet-2.1.6 Gauge block comparators
|  | L/DimMet-2.1.7 Dial-indicator tester |  | L/DimMet-2.1.7 Dial-indicator tester
|  | L/DimMet-2.2 End standards |  | L/DimMet-2.2 End standards
|  | L/DimMet-2.2.1 Gauge block |  | L/DimMet-2.2.1 Gauge block
|  | L/DimMet-2.2.2 Length bar (long gauge block) |  | L/DimMet-2.2.2 Length bar (long gauge block)
|  | L/DimMet-2.2.3 Plane or thread micrometer setting rod |  | L/DimMet-2.2.3 Plane or thread micrometer setting rod
|  | L/DimMet-2.2.4 Step gauge |  | L/DimMet-2.2.4 Step gauge
|  | L/DimMet-2.2.5 Gap gauge |  | L/DimMet-2.2.5 Gap gauge
|  | L/DimMet-2.2.6 Feeler (thickness) gauge |  | L/DimMet-2.2.6 Feeler (thickness) gauge
|  | L/DimMet-2.3 Line standards |  | L/DimMet-2.3 Line standards
|  | L/DimMet-2.3.1 Precision line scale |  | L/DimMet-2.3.1 Precision line scale
|  | L/DimMet-2.3.2 Stage micrometer |  | L/DimMet-2.3.2 Stage micrometer
|  | L/DimMet-2.3.3 Grid plate |  | L/DimMet-2.3.3 Grid plate
|  | L/DimMet-2.3.4 One-dimension grating |  | L/DimMet-2.3.4 One-dimension grating
|  | L/DimMet-2.3.5 Two-dimension grating |  | L/DimMet-2.3.5 Two-dimension grating
|  | L/DimMet-2.3.6 Linewidth standard |  | L/DimMet-2.3.6 Linewidth standard
|  | L/DimMet-2.3.7 (Surveyor, engineer, pi) tape, (geodetic) wire |  | L/DimMet-2.3.7 (Surveyor, engineer, pi) tape, (geodetic) wire
|  | L/DimMet-2.3.8 Surveyor levelling rod |  | L/DimMet-2.3.8 Surveyor levelling rod
|  | L/DimMet-2.3.9 Engineer or machinist scale, steel |  | L/DimMet-2.3.9 Engineer or machinist scale, steel
|  | L/DimMet-2.4 Diameter standards |  | L/DimMet-2.4 Diameter standards
|  | L/DimMet-2.4.1 External cylinder (plug, piston, pin, wire) |  | L/DimMet-2.4.1 External cylinder (plug, piston, pin, wire)
|  | L/DimMet-2.4.2 Internal cylinder (ring) |  | L/DimMet-2.4.2 Internal cylinder (ring)
|  | L/DimMet-2.4.3 Sphere (ball) |  | L/DimMet-2.4.3 Sphere (ball)
|  | L/DimMet-2.5 Standards of 1D Dimensions |  | L/DimMet-2.5 Standards of 1D Dimensions
|  | L/DimMet-2.5.1 Standard of 1D point-to-point dimensions |  | L/DimMet-2.5.1 Standard of 1D point-to-point dimensions
|  | L/DimMet-3 Angle |  | L/DimMet-3 Angle
|  | L/DimMet-3.1 Angle by circle dividers |  | L/DimMet-3.1 Angle by circle dividers
|  | L/DimMet-3.1.1 Optical polygon |  | L/DimMet-3.1.1 Optical polygon
|  | L/DimMet-3.1.2 Index table |  | L/DimMet-3.1.2 Index table
|  | L/DimMet-3.1.3 Rotary table, rotary encoder scale |  | L/DimMet-3.1.3 Rotary table, rotary encoder scale
|  | L/DimMet-3.2 Small-angle generators |  | L/DimMet-3.2 Small-angle generators
|  | L/DimMet-3.2.1 Sine bar or table |  | L/DimMet-3.2.1 Sine bar or table
|  | L/DimMet-3.3 Angle instruments |  | L/DimMet-3.3 Angle instruments
|  | L/DimMet-3.3.1 Autocollimator |  | L/DimMet-3.3.1 Autocollimator
|  | L/DimMet-3.3.2 Electronic level |  | L/DimMet-3.3.2 Electronic level
|  | L/DimMet-3.3.3 Clinometer |  | L/DimMet-3.3.3 Clinometer
|  | L/DimMet-3.3.4 Spirit (bubble) level |  | L/DimMet-3.3.4 Spirit (bubble) level
|  | L/DimMet-3.3.5 Theodolite |  | L/DimMet-3.3.5 Theodolite
|  | L/DimMet-3.3.6 (Bevel) protractor |  | L/DimMet-3.3.6 (Bevel) protractor
|  | L/DimMet-3.3.7 Squareness tester |  | L/DimMet-3.3.7 Squareness tester
|  | L/DimMet-3.4 Angle artefacts |  | L/DimMet-3.4 Angle artefacts
|  | L/DimMet-3.4.1 Angle block |  | L/DimMet-3.4.1 Angle block
|  | L/DimMet-3.4.2 90 deg (steel, granite, try) square |  | L/DimMet-3.4.2 90 deg (steel, granite, try) square
|  | L/DimMet-3.4.3 90 deg cylinder square |  | L/DimMet-3.4.3 90 deg cylinder square
|  | L/DimMet-3.4.4 Cone (taper) gauge |  | L/DimMet-3.4.4 Cone (taper) gauge
|  | L/DimMet-3.5 Angle prisms |  | L/DimMet-3.5 Angle prisms
|  | L/DimMet-3.5.1 Optical square (pentaprism) |  | L/DimMet-3.5.1 Optical square (pentaprism)
|  | L/DimMet-3.5.2 Retroreflection (cube-corner, cat-eye) prism |  | L/DimMet-3.5.2 Retroreflection (cube-corner, cat-eye) prism
|  | L/DimMet-4 Form |  | L/DimMet-4 Form
|  | L/DimMet-4.1 Flatness standards |  | L/DimMet-4.1 Flatness standards
|  | L/DimMet-4.1.1 Optical flat |  | L/DimMet-4.1.1 Optical flat
|  | L/DimMet-4.1.2 Optical parallel or wedge |  | L/DimMet-4.1.2 Optical parallel or wedge
|  | L/DimMet-4.1.3 Surface plate |  | L/DimMet-4.1.3 Surface plate
|  | L/DimMet-4.2 Roundness standards |  | L/DimMet-4.2 Roundness standards
|  | L/DimMet-4.2.1 External cylinder |  | L/DimMet-4.2.1 External cylinder
|  | L/DimMet-4.2.2 Internal cylinder |  | L/DimMet-4.2.2 Internal cylinder
|  | L/DimMet-4.2.3 Sphere (hemisphere) |  | L/DimMet-4.2.3 Sphere (hemisphere)
|  | L/DimMet-4.2.4 Magnification standard (e.g. flick standard) |  | L/DimMet-4.2.4 Magnification standard (e.g. flick standard)
|  | L/DimMet-4.3 Straightness standards |  | L/DimMet-4.3 Straightness standards
|  | L/DimMet-4.3.1 Straight edge |  | L/DimMet-4.3.1 Straight edge
|  | L/DimMet-4.3.2 Cylindrical straightness standard |  | L/DimMet-4.3.2 Cylindrical straightness standard
|  | L/DimMet-4.3.3 Straightness of guideway |  | L/DimMet-4.3.3 Straightness of guideway
|  | L/DimMet-4.4 Cylindricity standards |  | L/DimMet-4.4 Cylindricity standards
|  | L/DimMet-4.4.1 External cylinder |  | L/DimMet-4.4.1 External cylinder
|  | L/DimMet-4.4.2 Internal cylinder |  | L/DimMet-4.4.2 Internal cylinder
|  | L/DimMet-4.5 Optical standards |  | L/DimMet-4.5 Optical standards
|  | L/DimMet-4.5.1 Lens, radius standards |  | L/DimMet-4.5.1 Lens, radius standards
|  | L/DimMet-5 Complex geometry |  | L/DimMet-5 Complex geometry
|  | L/DimMet-5.1 Surface texture standards |  | L/DimMet-5.1 Surface texture standards
|  | L/DimMet-5.1.1 (Groove) depth (step height) standard |  | L/DimMet-5.1.1 (Groove) depth (step height) standard
|  | L/DimMet-5.1.2 Tip-condition standard |  | L/DimMet-5.1.2 Tip-condition standard
|  | L/DimMet-5.1.3 Spacing standard |  | L/DimMet-5.1.3 Spacing standard
|  | L/DimMet-5.1.4 Roughness standard |  | L/DimMet-5.1.4 Roughness standard
|  | L/DimMet-5.1.5 Profile coordinate standard |  | L/DimMet-5.1.5 Profile coordinate standard
|  | L/DimMet-5.1.6 Soft gauge standard |  | L/DimMet-5.1.6 Soft gauge standard
|  | L/DimMet-5.2 Screw standards |  | L/DimMet-5.2 Screw standards
|  | L/DimMet-5.2.1 Thread plug, plain |  | L/DimMet-5.2.1 Thread plug, plain
|  | L/DimMet-5.2.2 Thread plug, tapered |  | L/DimMet-5.2.2 Thread plug, tapered
|  | L/DimMet-5.2.3 Thread ring, plain |  | L/DimMet-5.2.3 Thread ring, plain
|  | L/DimMet-5.2.4 Thread ring, tapered |  | L/DimMet-5.2.4 Thread ring, tapered
|  | L/DimMet-5.2.5 Internal API screw thread gauge |  | L/DimMet-5.2.5 Internal API screw thread gauge
|  | L/DimMet-5.2.6 External API screw thread gauge |  | L/DimMet-5.2.6 External API screw thread gauge
|  | L/DimMet-5.3 Gear standards |  | L/DimMet-5.3 Gear standards
|  | L/DimMet-5.3.1 Involute gear |  | L/DimMet-5.3.1 Involute gear
|  | L/DimMet-5.3.2 Bevel gear |  | L/DimMet-5.3.2 Bevel gear
|  | L/DimMet-5.3.3 Gear pitch master |  | L/DimMet-5.3.3 Gear pitch master
|  | L/DimMet-5.3.4 Gear lead master |  | L/DimMet-5.3.4 Gear lead master
|  | L/DimMet-5.3.5 Gear involute master |  | L/DimMet-5.3.5 Gear involute master
|  | L/DimMet-5.4 Coordinate Measuring Machine (CMM) artefacts |  | L/DimMet-5.4 Coordinate Measuring Machine (CMM) artefacts
|  | L/DimMet-5.4.1 Ball (hole, bore) plate |  | L/DimMet-5.4.1 Ball (hole, bore) plate
|  | L/DimMet-5.4.2 Ball bar |  | L/DimMet-5.4.2 Ball bar
|  | L/DimMet-5.4.3 Large CMM artefact |  | L/DimMet-5.4.3 Large CMM artefact
|  | L/DimMet-5.4.4 Reference software |  | L/DimMet-5.4.4 Reference software
|  | L/DimMet-5.4.5 Test circle for imaging probing systems |  | L/DimMet-5.4.5 Test circle for imaging probing systems
|  | L/DimMet-5.5 Two-dimension and three-dimension instruments |  | L/DimMet-5.5 Two-dimension and three-dimension instruments
|  | L/DimMet-5.5.1 Measuring projector |  | L/DimMet-5.5.1 Measuring projector
|  | L/DimMet-5.5.2 Measuring microscope |  | L/DimMet-5.5.2 Measuring microscope
|  | L/DimMet-5.5.3 CMM |  | L/DimMet-5.5.3 CMM
|  | L/DimMet-5.5.4 Laser tracking measuring system |  | L/DimMet-5.5.4 Laser tracking measuring system
|  | L/DimMet-5.5.5 Motion (translation, angle) stage |  | L/DimMet-5.5.5 Motion (translation, angle) stage
|  | L/DimMet-5.5.6 Profile instruments |  | L/DimMet-5.5.6 Profile instruments
|  | L/DimMet-5.5.7 (Flatness, wavefront) interferometer |  | L/DimMet-5.5.7 (Flatness, wavefront) interferometer
|  | L/DimMet-5.5.8 Form measuring machine |  | L/DimMet-5.5.8 Form measuring machine
|  | L/DimMet-5.6 Hardness |  | L/DimMet-5.6 Hardness
|  | L/DimMet-5.6.1 Hardness indenter (Rockwell, Vickers) |  | L/DimMet-5.6.1 Hardness indenter (Rockwell, Vickers)
|  | L/DimMet-6 Various dimensional |  | L/DimMet-6 Various dimensional
|  | L/DimMet-6.1 Hand instruments |  | L/DimMet-6.1 Hand instruments
|  | L/DimMet-6.1.1 External micrometer |  | L/DimMet-6.1.1 External micrometer
|  | L/DimMet-6.1.2 Micrometer head |  | L/DimMet-6.1.2 Micrometer head
|  | L/DimMet-6.1.3 Depth micrometer |  | L/DimMet-6.1.3 Depth micrometer
|  | L/DimMet-6.1.4 Caliper |  | L/DimMet-6.1.4 Caliper
|  | L/DimMet-6.1.5 Depth gauge |  | L/DimMet-6.1.5 Depth gauge
|  | L/DimMet-6.1.6 Internal two-point (bore) micrometer |  | L/DimMet-6.1.6 Internal two-point (bore) micrometer
|  | L/DimMet-6.1.7 Internal three-point (bore) micrometer |  | L/DimMet-6.1.7 Internal three-point (bore) micrometer
|  | L/DimMet-6.1.8 Dial gauge |  | L/DimMet-6.1.8 Dial gauge
|  | L/DimMet-6.1.9 Snap gauge (internal, external) |  | L/DimMet-6.1.9 Snap gauge (internal, external)
|  | L/DimMet-6.2 Pressure artefacts |  | L/DimMet-6.2 Pressure artefacts
|  | L/DimMet-6.2.1 Piston - cylinder assembly |  | L/DimMet-6.2.1 Piston - cylinder assembly
|  | L/DimMet-6.3 Thermal expansivity |  | L/DimMet-6.3 Thermal expansivity
|  | L/DimMet-6.3.1 Thermal expansion artefact |  | L/DimMet-6.3.1 Thermal expansion artefact
|  | L/DimMet-6.4 Long distance |  | L/DimMet-6.4 Long distance
|  | L/DimMet-6.4.1 Geodesic baseline |  | L/DimMet-6.4.1 Geodesic baseline
|  | L/DimMet-6.5 Reference materials |  | L/DimMet-6.5 Reference materials
|  | L/DimMet-6.5.1 Standard particle |  | L/DimMet-6.5.1 Standard particle
|  | L/DimMet-6.5.2 Sieve or mesh opening |  | L/DimMet-6.5.2 Sieve or mesh opening
|  | L/DimMet-6.6 Layer thickness |  | L/DimMet-6.6 Layer thickness
|  | L/DimMet-6.6.1 Layer thickness standard |  | L/DimMet-6.6.1 Layer thickness standard
|  | L/DimMet-6.7 Not attributed 1 |  | L/DimMet-6.7 Not attributed 1
|  | L/DimMet-6.7.1 Not attributed 2 |  | L/DimMet-6.7.1 Not attributed 2
|  | L/DimMet-6.7.2 Not attributed 1 |  | L/DimMet-6.7.2 Not attributed 1
|  | custom |  | custom

## Mapping
Client DB ref | queryType | queryType | xpath | measuringSystemRef | serviceCategory | tableId | scope | dataCategory | dataCategoryRef | quantity | unit | quantityUnitDefRef | idx | query result
MIC in SAP | data | xpath | /dcc:digitalCalibrationCertificate/dcc:administrativeData/dcc:coreData/dcc:customerIdentification/dcc:value/text() | [10 empty] | ERROR not Found
01ECERTa | xpath | xpath | /dcc:digitalCalibrationCertificate/dcc:administrativeData/dcc:accreditation/dcc:accreditationBody/text() | [10 empty] | DANAK
01ECERTb | Calibration Laboratory code No | xpath | /dcc:digitalCalibrationCertificate/dcc:administrativeData/dcc:accreditation/dcc:accreditationLabId/text() | [10 empty] | 490
01ECERTc | Certificate ID | xpath | /dcc:digitalCalibrationCertificate/dcc:administrativeData/dcc:coreData/dcc:uniqueIdentifier/dcc:value/text() | [10 empty] | SKH_10112_2
01ECERTd | Laboratory Name | xpath | /dcc:digitalCalibrationCertificate/dcc:administrativeData/dcc:respPersons/dcc:respPerson/dcc:name/text() | [10 empty] | Erling T. Nielsen
s |  | xpath | //*/dcc:row[@idx="1"]/text() | [10 empty] | pt1 | 120 | b | 1.21 | 0.35 | 1.01 | 0.29 | 0.13 | 0.11 | pass | 1.003 | 121.21 | 120 | 2 | meth3 | conf1 | ser11 | p1 | 120 | 121.0752 | 120 | 1.08 | 0.35 | 0.9 | 0.29 | 2 | 0.13 | 0.11 | 1.003 | meth3 | ser21 | p1 | 120 | 121.3229 | p1 | 600 | 600.5463 | 600 | p1 | 1200 | 1199.488 | 1200 | p1 | 120 | 121.1925 | p1 | 600 | 600.1751 | 600 | p1 | 1200 | 1199.468 | 1200
T3 |  | xpath | *//*[text()="pt1"]/@idx | [10 empty] | 1
T4 |  | xpath | *//*[text()="pt2"]/@idx | [10 empty] | 2
T5 |  | xpath | *//*[text()="pt3"]/@idx | [10 empty] | 3
01U | Uncertinaty for 1 cal. Pt. | xpath | *//*[@measuringSystemRef="ms1"][@serviceCategory="M/FF-9.10.3 Quantity of fluid"]/*[@scope="bias"][@dataCategoryRef="-"][@quantity="3-4¦volume¦m3"][@unit="µL"]/dcc:*/*[@idx="1"]/text() | ms1 | M/FF-9.10.3 Quantity of fluid |  | bias | * | - | 3-4¦volume¦m3 | µL |  | 1 | 1.21 | 0.13
01PRT01 | Reading of the standard 1 cal. Pt. | xpath | *//*[@measuringSystemRef="ms1"][@serviceCategory="M/FF-9.10.3 Quantity of fluid"]/*[@scope="indication"][@dataCategoryRef="-"][@quantity="3-4¦volume¦m3"][@unit="µL"]/dcc:value/*[@idx="1"]/text() | ms1 | M/FF-9.10.3 Quantity of fluid |  | indication | value | - | 3-4¦volume¦m3 | µL |  | 1 | 120
01UUT | Reading of the DUT/UUT 1 cal. Pt. | xpath | *//*[@measuringSystemRef="ms1"][@serviceCategory="M/FF-9.10.3 Quantity of fluid"]/*[@scope="bias"][@dataCategoryRef="-"][@quantity="3-4¦volume¦m3"][@unit="µL"]/dcc:value/*[@idx="1"]/text() | ms1 | M/FF-9.10.3 Quantity of fluid |  | bias | value | - | 3-4¦volume¦m3 | µL |  | 1 | 1.21
02U | Uncertinaty for 1 cal. Pt. | xpath | *//*[@measuringSystemRef="ms1"][@tableId="calRes0"]/*[@scope="bias"][@dataCategoryRef="value"][@quantity="3-4¦volume¦m3"][@unit="µL"]/dcc:expandedUncertainty/*[@idx="1"]/text() | ms1 |  | calRes0 | bias | expandedUncertainty | value | 3-4¦volume¦m3 | µL |  | 1 | 0.35
02PRT01 | Reading of the standard 1 cal. Pt. | xpath | *//*[@measuringSystemRef="ms1"][@tableId="calRes0"]/*[@scope="reference"][@quantity="3-4¦volume¦m3"][@unit="µL"]/dcc:value/*[@idx="2"]/text() | ms1 |  | calRes0 | reference | value |  | 3-4¦volume¦m3 | µL |  | 2 | 600.3
02UUT | Reading of the DUT/UUT 1 cal. Pt. | xpath | *//*[@measuringSystemRef="ms1"][@tableId="calRes0"]/*[@scope="indication"][@quantity="3-4¦volume¦m3"][@unit="µL"]/dcc:value/*[@idx="2"]/text() | ms1 |  | calRes0 | indication | value |  | 3-4¦volume¦m3 | µL |  | 2 | 600
03U | Uncertinaty for 1 cal. Pt. | xpath | *//*[@measuringSystemRef="ms1"][@tableId="calRes0"]/*[@scope="bias"][@quantity="3-4¦volume¦m3"][@unit="µL"]/dcc:value/*[@idx="2"]/text() | ms1 |  | calRes0 | bias | value |  | 3-4¦volume¦m3 | µL |  | 2 | 0.3
03PRT01 | Reading of the standard 1 cal. Pt. | xpath | *//*[@measuringSystemRef="ms1"][@tableId="calRes0"]/*[@scope="bias"][@dataCategoryRef="value"][@quantity="3-4¦volume¦m3"][@unit="µL"]/dcc:expandedUncertainty/*[@idx="2"]/text() | ms1 |  | calRes0 | bias | expandedUncertainty | value | 3-4¦volume¦m3 | µL |  | 2 | 1.5
03UUT | Reading of the DUT/UUT 1 cal. Pt. | xpath | *//*[@measuringSystemRef="ms1"][@tableId="calRes0"]/*[@scope="bias"][@dataCategoryRef="value"][@quantity="3-4¦volume¦m3"][@unit="%"]/dcc:expandedUncertainty/*[@idx="2"]/text() | ms1 |  | calRes0 | bias | expandedUncertainty | value | 3-4¦volume¦m3 | % |  | 2 | 0.25
02PRT01 | Reading of the standard 1 cal. Pt. | xpath | *//*[@measuringSystemRef="ms2"][@tableId="calRes2"]/*[@scope="reference"][@quantity="3-4¦volume¦m3"][@unit="µL"]/dcc:value/*[@idx="2"]/text() | ms2 |  | calRes2 | reference | value |  | 3-4¦volume¦m3 | µL |  | 2 | 600.0417
02UUT | Reading of the DUT/UUT 1 cal. Pt. | xpath | *//*[@measuringSystemRef="ms2"][@serviceCategory="M/FF-9.10.3 Quantity of fluid"][@tableId="calRes2"]/*[@scope="indication"][@quantity="3-4¦volume¦m3"][@unit="µL"]/dcc:value/*[@idx="2"]/text() | ms2 | M/FF-9.10.3 Quantity of fluid | calRes2 | indication | value |  | 3-4¦volume¦m3 | µL |  | 2 | 600
03U | Uncertinaty for 1 cal. Pt. | xpath | *//*[@measuringSystemRef="ms2"][@serviceCategory="M/FF-9.10.3 Quantity of fluid"][@tableId="calRes2"]/*[@scope="bias"][@quantity="3-4¦volume¦m3"][@unit="µL"]/dcc:value/*[@idx="2"]/text() | ms2 | M/FF-9.10.3 Quantity of fluid | calRes2 | bias | value |  | 3-4¦volume¦m3 | µL |  | 2 | 0.04
03PRT01 | Reading of the standard 1 cal. Pt. | xpath | *//*[@measuringSystemRef="ms2"][@serviceCategory="M/FF-9.10.3 Quantity of fluid"][@tableId="calRes2"]/*[@scope="bias"][@dataCategoryRef="value"][@quantity="3-4¦volume¦m3"][@unit="µL"]/dcc:expandedUncertainty/*[@idx="2"]/text() | ms2 | M/FF-9.10.3 Quantity of fluid | calRes2 | bias | expandedUncertainty | value | 3-4¦volume¦m3 | µL |  | 2 | 1.5
03UUT | Reading of the DUT/UUT 1 cal. Pt. | xpath | *//*[@measuringSystemRef="ms2"][@serviceCategory="M/FF-9.10.3 Quantity of fluid"][@tableId="calRes2"]/*[@scope="bias"][@dataCategoryRef="value"][@quantity="3-4¦volume¦m3"][@unit="%"]/dcc:expandedUncertainty/*[@idx="2"]/text() | ms2 | M/FF-9.10.3 Quantity of fluid | calRes2 | bias | expandedUncertainty | value | 3-4¦volume¦m3 | % |  | 2 | 0.25
03UUT | *//*[@measuringSystemRef="'ms1'"]/*[@scope="reference"][@dataCategoryRef="value"][@measurand="-"][@unit="µL"]/dcc:value/*[@idx="1"] | xpath | *//*[@measuringSystemRef="ms1"][@tableId="calRes0"]/*[@scope="reference"][@quantity="3-4¦volume¦m3"][@unit="µL"]/dcc:value/*[@idx="1"]/text() | ms1 |  | calRes0 | reference | value |  | 3-4¦volume¦m3 | µL |  | 1 | 121.21
T1 |  | xpath | *//*[@measuringSystemRef="ms1"][@tableId="calRes0"]/*/dcc:rowTag/*[@idx="1"]/text() | ms1 |  | calRes0 |  | rowTag |  |  |  |  | 1 | pt1
T2 |  | xpath | *//*[@tableId="calRes0"]/*/dcc:rowTag/*[@idx="2"]/text() |  |  | calRes0 |  | rowTag |  |  |  |  | 2 | pt2
T3 |  | xpath | *//*[@tableId="calRes0"]/*/dcc:rowTag/*[@idx="3"]/text() |  |  | calRes0 |  | rowTag |  |  |  |  | 3 | pt3
ACCSTATEMENT | statement on accreditation | xpath | //*[@id="acc1"]/dcc:body[@lang="en"]/text() | [10 empty] | The calibration is caried out under DANAK accreditation no. 490 unless clearly statet in the tabel of results. DANis the national accreditation body in Denmark in compliance with Regulation (EC) No. 765/2008 of the European Parliament and of the Council. DANis covered by the multilateral agreements for testing, medical examination, calibration, proficiency testing providers and reference material producers under European co-operation for Accreditation (EA) and under International Laboratory Accreditation Cooperation (ILAC) based on peer-evaluation. This implies that accredited reports and certificates issued by companies accredited by DANAK are recognized across borders by members of EA and ILAC equal to reports and certificates issued by companies accredited by these members
--END--
FALSE
statementIDs |  | xpath | //dcc:statement/@statementId
xpath
|  | xpath | //*[@statementId="acc1"]/dcc:body[@lang="da"]/text()

## Mapping (less old)
Client DB ref | queryType | queryType | xpath | measuringSystemRef | serviceCategory | tableId | scope | dataCategory | dataCategoryRef | quantity | unit | quantityUnitDefRef | idx | query result
MIC in SAP | data | xpath | /dcc:digitalCalibrationCertificate/dcc:administrativeData/dcc:coreData/dcc:customerIdentification/dcc:value/text() | [10 empty] | xx28
01ECERTa | xpath | xpath | /dcc:digitalCalibrationCertificate/dcc:administrativeData/dcc:accreditation/dcc:accreditationBody/text() | [10 empty] | DANAK
01ECERTb | Calibration Laboratory code No | xpath | /dcc:digitalCalibrationCertificate/dcc:administrativeData/dcc:accreditation/dcc:accreditationLabId/text() | [10 empty] | 490
01ECERTc | Certificate ID | xpath | /dcc:digitalCalibrationCertificate/dcc:administrativeData/dcc:coreData/dcc:uniqueIdentifier/dcc:value/text() | [10 empty] | SKH_10112_2
01ECERTd | Laboratory Name | xpath | /dcc:digitalCalibrationCertificate/dcc:administrativeData/dcc:respPersons/dcc:respPerson/dcc:name/text() | [10 empty] | Erling T. Nielsen
s |  | xpath | //*/dcc:row[@idx="1"]/text() | [10 empty] | pt1 | 120
T3 |  | xpath | *//*[text()="pt1"]/@idx | [10 empty] | 1
T4 |  | xpath | *//*[text()="pt2"]/@idx | [10 empty] | 2
T5 |  | xpath | *//*[text()="pt3"]/@idx | [10 empty] | 3
01U | Uncertinaty for 1 cal. Pt. | xpath | *//*[@measuringSystemRef="ms1"][@serviceCategory="M/FF-9.10.3 Quantity of fluid"]/*[@scope="bias"][@dataCategoryRef="-"][@quantity="3-4¦volume¦m3"][@unit="µL"]/dcc:*/*[@idx="1"]/text() | ms1 | M/FF-9.10.3 Quantity of fluid |  | bias | * | - | 3-4¦volume¦m3 | µL |  | 1 | 1.21 | 0.13 | [@measuringSystemRef="ms1"] | [@serviceCategory="M/FF-9.10.3 Quantity of fluid"] |  | [@scope="bias"] | [@dataCategory="*"] | [@dataCategoryRef="-"] | [@quantity="3-4¦volume¦m3"] | [@unit="µL"] | [@idx="1"] | /text()
01PRT01 | Reading of the standard 1 cal. Pt. | xpath | *//*[@measuringSystemRef="ms1"][@serviceCategory="M/FF-9.10.3 Quantity of fluid"]/*[@scope="indication"][@dataCategoryRef="-"][@quantity="3-4¦volume¦m3"][@unit="µL"]/dcc:value/*[@idx="1"]/text() | ms1 | M/FF-9.10.3 Quantity of fluid |  | indication | value | - | 3-4¦volume¦m3 | µL |  | 1 | 120 |  | [@measuringSystemRef="ms1"] | [@serviceCategory="M/FF-9.10.3 Quantity of fluid"] |  | [@scope="indication"] | [@dataCategory="value"] | [@dataCategoryRef="-"] | [@quantity="3-4¦volume¦m3"] | [@unit="µL"] | [@idx="1"] | /text()
01UUT | Reading of the DUT/UUT 1 cal. Pt. | xpath | *//*[@measuringSystemRef="ms1"][@serviceCategory="M/FF-9.10.3 Quantity of fluid"]/*[@scope="bias"][@dataCategoryRef="-"][@quantity="3-4¦volume¦m3"][@unit="µL"]/dcc:value/*[@idx="1"]/text() | ms1 | M/FF-9.10.3 Quantity of fluid |  | bias | value | - | 3-4¦volume¦m3 | µL |  | 1 | 1.21 |  | [@measuringSystemRef="ms1"] | [@serviceCategory="M/FF-9.10.3 Quantity of fluid"] |  | [@scope="bias"] | [@dataCategory="value"] | [@dataCategoryRef="-"] | [@quantity="3-4¦volume¦m3"] | [@unit="µL"] | [@idx="1"] | /text()
02U | Uncertinaty for 1 cal. Pt. | xpath | *//*[@measuringSystemRef="ms1"][@tableId="calRes0"]/*[@scope="bias"][@dataCategoryRef="value"][@quantity="3-4¦volume¦m3"][@unit="µL"]/dcc:expandedUncertainty/*[@idx="1"]/text() | ms1 |  | calRes0 | bias | expandedUncertainty | value | 3-4¦volume¦m3 | µL |  | 1 | 0.35 |  | [@measuringSystemRef="ms1"] |  | [@tableId="calRes0"] | [@scope="bias"] | [@dataCategory="expandedUncertainty"] | [@dataCategoryRef="value"] | [@quantity="3-4¦volume¦m3"] | [@unit="µL"] | [@idx="1"] | /text()
02PRT01 | Reading of the standard 1 cal. Pt. | xpath | *//*[@measuringSystemRef="ms1"][@tableId="calRes0"]/*[@scope="reference"][@quantity="3-4¦volume¦m3"][@unit="µL"]/dcc:value/*[@idx="2"]/text() | ms1 |  | calRes0 | reference | value |  | 3-4¦volume¦m3 | µL |  | 2 | 600.3 |  | [@measuringSystemRef="ms1"] |  | [@tableId="calRes0"] | [@scope="reference"] | [@dataCategory="value"] |  | [@quantity="3-4¦volume¦m3"] | [@unit="µL"] | [@idx="2"] | /text()
02UUT | Reading of the DUT/UUT 1 cal. Pt. | xpath | *//*[@measuringSystemRef="ms1"][@tableId="calRes0"]/*[@scope="indication"][@quantity="3-4¦volume¦m3"][@unit="µL"]/dcc:value/*[@idx="2"]/text() | ms1 |  | calRes0 | indication | value |  | 3-4¦volume¦m3 | µL |  | 2 | 600 |  | [@measuringSystemRef="ms1"] |  | [@tableId="calRes0"] | [@scope="indication"] | [@dataCategory="value"] |  | [@quantity="3-4¦volume¦m3"] | [@unit="µL"] | [@idx="2"] | /text()
03U | Uncertinaty for 1 cal. Pt. | xpath | *//*[@measuringSystemRef="ms1"][@tableId="calRes0"]/*[@scope="bias"][@quantity="3-4¦volume¦m3"][@unit="µL"]/dcc:value/*[@idx="2"]/text() | ms1 |  | calRes0 | bias | value |  | 3-4¦volume¦m3 | µL |  | 2 | 0.3 |  | [@measuringSystemRef="ms1"] |  | [@tableId="calRes0"] | [@scope="bias"] | [@dataCategory="value"] |  | [@quantity="3-4¦volume¦m3"] | [@unit="µL"] | [@idx="2"] | /text()
03PRT01 | Reading of the standard 1 cal. Pt. | xpath | *//*[@measuringSystemRef="ms1"][@tableId="calRes0"]/*[@scope="bias"][@dataCategoryRef="value"][@quantity="3-4¦volume¦m3"][@unit="µL"]/dcc:expandedUncertainty/*[@idx="2"]/text() | ms1 |  | calRes0 | bias | expandedUncertainty | value | 3-4¦volume¦m3 | µL |  | 2 | 1.5 |  | [@measuringSystemRef="ms1"] |  | [@tableId="calRes0"] | [@scope="bias"] | [@dataCategory="expandedUncertainty"] | [@dataCategoryRef="value"] | [@quantity="3-4¦volume¦m3"] | [@unit="µL"] | [@idx="2"] | /text()
03UUT | Reading of the DUT/UUT 1 cal. Pt. | xpath | *//*[@measuringSystemRef="ms1"][@tableId="calRes0"]/*[@scope="bias"][@dataCategoryRef="value"][@quantity="3-4¦volume¦m3"][@unit="%"]/dcc:expandedUncertainty/*[@idx="2"]/text() | ms1 |  | calRes0 | bias | expandedUncertainty | value | 3-4¦volume¦m3 | % |  | 2 | 0.25 |  | [@measuringSystemRef="ms1"] |  | [@tableId="calRes0"] | [@scope="bias"] | [@dataCategory="expandedUncertainty"] | [@dataCategoryRef="value"] | [@quantity="3-4¦volume¦m3"] | [@unit="%"] | [@idx="2"] | /text()
02PRT01 | Reading of the standard 1 cal. Pt. | xpath | *//*[@measuringSystemRef="ms2"][@tableId="calRes2"]/*[@scope="reference"][@quantity="3-4¦volume¦m3"][@unit="µL"]/dcc:value/*[@idx="2"]/text() | ms2 |  | calRes2 | reference | value |  | 3-4¦volume¦m3 | µL |  | 2 | 600.0417 |  | [@measuringSystemRef="ms2"] |  | [@tableId="calRes2"] | [@scope="reference"] | [@dataCategory="value"] |  | [@quantity="3-4¦volume¦m3"] | [@unit="µL"] | [@idx="2"] | /text()
02UUT | Reading of the DUT/UUT 1 cal. Pt. | xpath | *//*[@measuringSystemRef="ms2"][@serviceCategory="M/FF-9.10.3 Quantity of fluid"][@tableId="calRes2"]/*[@scope="indication"][@quantity="3-4¦volume¦m3"][@unit="µL"]/dcc:value/*[@idx="2"]/text() | ms2 | M/FF-9.10.3 Quantity of fluid | calRes2 | indication | value |  | 3-4¦volume¦m3 | µL |  | 2 | 600 |  | [@measuringSystemRef="ms2"] | [@serviceCategory="M/FF-9.10.3 Quantity of fluid"] | [@tableId="calRes2"] | [@scope="indication"] | [@dataCategory="value"] |  | [@quantity="3-4¦volume¦m3"] | [@unit="µL"] | [@idx="2"] | /text()
03U | Uncertinaty for 1 cal. Pt. | xpath | *//*[@measuringSystemRef="ms2"][@serviceCategory="M/FF-9.10.3 Quantity of fluid"][@tableId="calRes2"]/*[@scope="bias"][@quantity="3-4¦volume¦m3"][@unit="µL"]/dcc:value/*[@idx="2"]/text() | ms2 | M/FF-9.10.3 Quantity of fluid | calRes2 | bias | value |  | 3-4¦volume¦m3 | µL |  | 2 | 0.04 |  | [@measuringSystemRef="ms2"] | [@serviceCategory="M/FF-9.10.3 Quantity of fluid"] | [@tableId="calRes2"] | [@scope="bias"] | [@dataCategory="value"] |  | [@quantity="3-4¦volume¦m3"] | [@unit="µL"] | [@idx="2"] | /text()
03PRT01 | Reading of the standard 1 cal. Pt. | xpath | *//*[@measuringSystemRef="ms2"][@serviceCategory="M/FF-9.10.3 Quantity of fluid"][@tableId="calRes2"]/*[@scope="bias"][@dataCategoryRef="value"][@quantity="3-4¦volume¦m3"][@unit="µL"]/dcc:expandedUncertainty/*[@idx="2"]/text() | ms2 | M/FF-9.10.3 Quantity of fluid | calRes2 | bias | expandedUncertainty | value | 3-4¦volume¦m3 | µL |  | 2 | 1.5 |  | [@measuringSystemRef="ms2"] | [@serviceCategory="M/FF-9.10.3 Quantity of fluid"] | [@tableId="calRes2"] | [@scope="bias"] | [@dataCategory="expandedUncertainty"] | [@dataCategoryRef="value"] | [@quantity="3-4¦volume¦m3"] | [@unit="µL"] | [@idx="2"] | /text()
03UUT | Reading of the DUT/UUT 1 cal. Pt. | xpath | *//*[@measuringSystemRef="ms2"][@serviceCategory="M/FF-9.10.3 Quantity of fluid"][@tableId="calRes2"]/*[@scope="bias"][@dataCategoryRef="value"][@quantity="3-4¦volume¦m3"][@unit="%"]/dcc:expandedUncertainty/*[@idx="2"]/text() | ms2 | M/FF-9.10.3 Quantity of fluid | calRes2 | bias | expandedUncertainty | value | 3-4¦volume¦m3 | % |  | 2 | 0.25 |  | [@measuringSystemRef="ms2"] | [@serviceCategory="M/FF-9.10.3 Quantity of fluid"] | [@tableId="calRes2"] | [@scope="bias"] | [@dataCategory="expandedUncertainty"] | [@dataCategoryRef="value"] | [@quantity="3-4¦volume¦m3"] | [@unit="%"] | [@idx="2"] | /text()
03UUT | *//*[@measuringSystemRef="'ms1'"]/*[@scope="reference"][@dataCategoryRef="value"][@measurand="-"][@unit="µL"]/dcc:value/*[@idx="1"] | xpath | *//*[@measuringSystemRef="ms1"][@tableId="calRes0"]/*[@scope="reference"][@quantity="3-4¦volume¦m3"][@unit="µL"]/dcc:value/*[@idx="1"]/text() | ms1 |  | calRes0 | reference | value |  | 3-4¦volume¦m3 | µL |  | 1 | 121.21 |  | [@measuringSystemRef="ms1"] |  | [@tableId="calRes0"] | [@scope="reference"] | [@dataCategory="value"] |  | [@quantity="3-4¦volume¦m3"] | [@unit="µL"] | [@idx="1"] | /text()
T1 |  | xpath | *//*[@measuringSystemRef="ms1"][@tableId="calRes0"]/*/dcc:rowTag/*[@idx="1"]/text() | ms1 |  | calRes0 |  | rowTag |  |  |  |  | 1 | pt1 |  | [@measuringSystemRef="ms1"] |  | [@tableId="calRes0"] |  | [@dataCategory="rowTag"] |  |  |  | [@idx="1"] | /text()
T2 |  | xpath | *//*[@tableId="calRes0"]/*/dcc:rowTag/*[@idx="2"]/text() |  |  | calRes0 |  | rowTag |  |  |  |  | 2 | pt2 |  |  |  | [@tableId="calRes0"] |  | [@dataCategory="rowTag"] |  |  |  | [@idx="2"] | /text()
T3 |  | xpath | *//*[@tableId="calRes0"]/*/dcc:rowTag/*[@idx="3"]/text() |  |  | calRes0 |  | rowTag |  |  |  |  | 3 | pt3 |  |  |  | [@tableId="calRes0"] |  | [@dataCategory="rowTag"] |  |  |  | [@idx="3"] | /text()
ACCSTATEMENT | statement on accreditation | xpath | //*[@id="acc1"]/dcc:body[@lang="en"]/text() | [10 empty] | The calibration is caried out under DANAK accreditation no. 490 unless clearly statet in the tabel of results. DANis the national accreditation body in Denmark in compliance with Regulation (EC) No. 765/2008 of the European Parliament and of the Council. DANis covered by the multilateral agreements for testing, medical examination, calibration, proficiency testing providers and reference material producers under European co-operation for Accreditation (EA) and under International Laboratory Accreditation Cooperation (ILAC) based on peer-evaluation. This implies that accredited reports and certificates issued by companies accredited by DANAK are recognized across borders by members of EA and ILAC equal to reports and certificates issued by companies accredited by these members
--END--
FALSE
statementIDs |  | xpath | //dcc:statement/@statementId
xpath
|  | xpath | //*[@statementId="acc1"]/dcc:body[@lang="da"]/text()

## Mapping (old)
Client DB ref | queryType | queryType | xpath | measuringSystemRef | serviceCategory | tableId | metaDataCategory | scope | DataCategory | measurand | unit | customerTag
MIC in SAP | data | xpath | /dcc:digitalCalibrationCertificate/dcc:administrativeData/dcc:coreData/dcc:customerIdentification/dcc:value | [9 empty] | xx28
01ECERTa | xpath | xpath | /dcc:digitalCalibrationCertificate/dcc:administrativeData/dcc:accreditation/dcc:accreditationBody | [9 empty] | DANAK
01ECERTb | Calibration Laboratory code No | xpath | /dcc:digitalCalibrationCertificate/dcc:administrativeData/dcc:accreditation/dcc:accreditationLabId | [9 empty] | 490
01ECERTc | Certificate ID | xpath | /dcc:digitalCalibrationCertificate/dcc:administrativeData/dcc:coreData/dcc:uniqueIdentifier/dcc:value | [9 empty] | SKH_10112_2
01ECERTd | Laboratory Name | xpath | /dcc:digitalCalibrationCertificate/dcc:administrativeData/dcc:respPersons/dcc:respPerson/dcc:name | [9 empty] | Erling T. Nielsen
01U | Uncertinaty for 1 cal. Pt. | data |  | ms1 |  | calRes1 | data | reference | value | Volume | \micro\litre | pt1 | 121.21
01PRT01 | Reading of the standard 1 cal. Pt. | data |  | ms1 |  | calRes1 | data | indication | value | Volume | \micro\litre | pt1 | 120
01UUT | Reading of the DUT/UUT 1 cal. Pt. | data |  | ms1 |  | calRes1 | data | bias | value | Volume | \micro\litre | pt1 | 1.21
02U | Uncertinaty for 1 cal. Pt. | data |  | ms1 |  | calRes1 | data | bias | expandedUncertainty | Volume | \micro\litre | pt1 | 0.35
02PRT01 | Reading of the standard 1 cal. Pt. | data |  | ms1 | M/FF-9.10.3 | calRes1 | data | reference | value | Volume | \micro\litre | pt2 | 600.3
02UUT | Reading of the DUT/UUT 1 cal. Pt. | data |  | ms1 | M/FF-9.10.3 |  | data | indication | value | Volume | \micro\litre | pt2 | 600
03U | Uncertinaty for 1 cal. Pt. | data |  | ms1 | M/FF-9.10.3 |  | data | bias | value | Volume | \micro\litre | pt2 | 0.3
03PRT01 | Reading of the standard 1 cal. Pt. | data |  | ms1 | M/FF-9.10.3 |  | data | bias | expandedUncertainty | Volume | \micro\litre | pt2 | 1.5
03UUT | Reading of the DUT/UUT 1 cal. Pt. | data |  | ms1 | M/FF-9.10.3 |  | data | bias | expandedUncertainty | Volume | \percent | pt2 | 0.25
02PRT01 | Reading of the standard 1 cal. Pt. | data |  | ms2 | M/FF-9.10.3 |  | data | reference | value | Volume | \micro\litre | p2 | 600.0417
02UUT | Reading of the DUT/UUT 1 cal. Pt. | data |  | ms2 | M/FF-9.10.3 |  | data | indication | value | Volume | \micro\litre | p2 | 600
03U | Uncertinaty for 1 cal. Pt. | data |  | ms2 | M/FF-9.10.3 | calRes2 | data | bias | value | Volume | \micro\litre | p2 | 0.04
03PRT01 | Reading of the standard 1 cal. Pt. | data |  | ms2 |  | calRes2 | data | bias | expandedUncertainty | Volume | \micro\litre | p2 | 1.5
03UUT | Reading of the DUT/UUT 1 cal. Pt. | data |  | ms2 |  | calRes2 | data | bias | expandedUncertainty | Volume | \percent | p1 | 0.29
ACCSTATEMENT | statement on accreditation | xpath | //*[@statementId="acc1"]/dcc:body[@lang="en"] | [9 empty] | The calibration is caried out under DANAK accreditation no. 490 unless clearly statet in the tabel of results. DANAK is the national accreditation body in Denmark in compliance with Regulation (EC) No. 765/2008 of the European Parliament and of the Council. DANAK is covered by the multilateral agreements for testing, medical examination, calibration, proficiency testing providers and reference material producers under European co-operation for Accreditation (EA) and under International Laboratory Accreditation Cooperation (ILAC) based on peer-evaluation. This implies that accredited reports and certificates issued by companies accredited by DANAK are recognized across borders by members of EA and ILAC equal to reports and certificates issued by companies accredited by these members
--END--
statementIDs |  | xpath | //dcc:statement/@statementId
xpath
|  | xpath | //*[@statementId="acc1"]/dcc:body[@lang="da"]/text()